## needed
necessary parameters

voxel-size-x		Dimensions:PhysicalSizeX	microns
voxel-size-y		Dimensions:PhysicalSizeY	microns
voxel-size-z		Dimensions:PhysicalSizeZ	microns
delta-t		Dimensions:TimeIncrement	seconds
geometry		Pixels:SizeX, Pixels:SizeY, Pixels:SizeZ, Pixels:SizeT
nr of channels		Pixels:SizeC
Series-information		???
microscope type		LogicalChannel:Mode
numerical aperture		Objective:LensNA
refractive index of objective medium		ObjectiveRef:RefractiveIndex
refractive index of sample medium		??? Objective:Immersion ???
per channel
excitation wavelength		LogicalChannel:ExWave
emission wavelength		LogicalChannel:EmWave
backprojected pinhole radius		LogicalChannel:PinholeSize

wanted parameters				4D

objective magnification		Objective:NominalMagnification		two photon
binning		DetectorSettings:Binning
camera		Detector:Manufacurer, Detector:Model, Detector:SerialNumber

ome schemas	http://cvs.openmicroscopy.org.uk/svn/specification/Documentation/Generated/OME-2008-09/ome.xsd.html#element_Image
metadata supported by which format	http://www.loci.wisc.edu/ome/formats.html		see supported metadata field in the info column of the table

## amenaton stk
DimensionOrder	XYCZT
IsInterleaved	false
IsRGB	false
LittleEndian	true
PixelType	uint16
SizeC	1
SizeT	100
SizeX	1392
SizeY	1040
SizeZ	4
AutoScaleHiInfo	0/1
AutoScaleLoInfo	0/1
Binning	1 X 1
BitsPerSample	16
CalibrationUnits	ixe
Camera Shutter	Always Open
Camera State	HALT, CLOSE SHUTTER, CLEAR
CameraBin	1x1
Clear Count	2
Clear Mode	CLEAR PRE EXP
Compression	None
DateTime	27/05/2009 11:33:49:953
Digitizer	10 MHz
Exposure	10 msec
Frames to Average	1
Gain	Gain 1 (1x)
Gamma	289576347
ImageLength	1040
ImageWidth	1392
LastSavedTime	27/05/2009 11:36:00:239
Local machine	\\Amenaton\DONNEES\Utilisateurs\delsert\090519-video\1.stk
MaxScale	3682
MetaDataPhotometricInterpretation	Monochrome
MinScale	307
Name	Stream
NewSubfileType	0
Number of frames to skip	0
NumberOfChannels	1
PhotometricInterpretation	BlackIsZero
PlanarConfiguration	Chunky
Predictor	No prediction scheme
Region	1392 x 1040, offset at (0, 0)
ResolutionUnit	Inch
SamplesPerPixel	1
Sensor Mode	NORMAL
Shutter Mode	OPEN PRE SEQUENCE
Software	MetaMorph 7.1.0.0
Spatial Calibration	on
StandardLUT	monochrome
ThreshState	off
ThreshStateBlue	64
ThreshStateGreen	128
ThreshStateHi	65535
ThreshStateLo	0
ThreshStateRed	255
Wavelength	0
Wavelength [000]	0.0
Wavelength [001]	0.0
Wavelength [002]	0.0
Wavelength [003]	0.0
Wavelength [004]	0.0
Wavelength [005]	0.0
Wavelength [006]	0.0
Wavelength [007]	0.0
Wavelength [008]	0.0
Wavelength [009]	0.0
Wavelength [010]	0.0
Wavelength [011]	0.0
Wavelength [012]	0.0
Wavelength [013]	0.0
Wavelength [014]	0.0
Wavelength [015]	0.0
Wavelength [016]	0.0
Wavelength [017]	0.0
Wavelength [018]	0.0
Wavelength [019]	0.0
Wavelength [020]	0.0
Wavelength [021]	0.0
Wavelength [022]	0.0
Wavelength [023]	0.0
Wavelength [024]	0.0
Wavelength [025]	0.0
Wavelength [026]	0.0
Wavelength [027]	0.0
Wavelength [028]	0.0
Wavelength [029]	0.0
Wavelength [030]	0.0
Wavelength [031]	0.0
Wavelength [032]	0.0
Wavelength [033]	0.0
Wavelength [034]	0.0
Wavelength [035]	0.0
Wavelength [036]	0.0
Wavelength [037]	0.0
Wavelength [038]	0.0
Wavelength [039]	0.0
Wavelength [040]	0.0
Wavelength [041]	0.0
Wavelength [042]	0.0
Wavelength [043]	0.0
Wavelength [044]	0.0
Wavelength [045]	0.0
Wavelength [046]	0.0
Wavelength [047]	0.0
Wavelength [048]	0.0
Wavelength [049]	0.0
Wavelength [050]	0.0
Wavelength [051]	0.0
Wavelength [052]	0.0
Wavelength [053]	0.0
Wavelength [054]	0.0
Wavelength [055]	0.0
Wavelength [056]	0.0
Wavelength [057]	0.0
Wavelength [058]	0.0
Wavelength [059]	0.0
Wavelength [060]	0.0
Wavelength [061]	0.0
Wavelength [062]	0.0
Wavelength [063]	0.0
Wavelength [064]	0.0
Wavelength [065]	0.0
Wavelength [066]	0.0
Wavelength [067]	0.0
Wavelength [068]	0.0
Wavelength [069]	0.0
Wavelength [070]	0.0
Wavelength [071]	0.0
Wavelength [072]	0.0
Wavelength [073]	0.0
Wavelength [074]	0.0
Wavelength [075]	0.0
Wavelength [076]	0.0
Wavelength [077]	0.0
Wavelength [078]	0.0
Wavelength [079]	0.0
Wavelength [080]	0.0
Wavelength [081]	0.0
Wavelength [082]	0.0
Wavelength [083]	0.0
Wavelength [084]	0.0
Wavelength [085]	0.0
Wavelength [086]	0.0
Wavelength [087]	0.0
Wavelength [088]	0.0
Wavelength [089]	0.0
Wavelength [090]	0.0
Wavelength [091]	0.0
Wavelength [092]	0.0
Wavelength [093]	0.0
Wavelength [094]	0.0
Wavelength [095]	0.0
Wavelength [096]	0.0
Wavelength [097]	0.0
Wavelength [098]	0.0
Wavelength [099]	0.0
XCalibration	39448
XResolution	72
YCalibration	39448
YResolution	72
Zoom	50
cameraXChipOffset[000]	0.0
cameraXChipOffset[001]	0.0
cameraXChipOffset[002]	0.0
cameraXChipOffset[003]	0.0
cameraXChipOffset[004]	0.0
cameraXChipOffset[005]	0.0
cameraXChipOffset[006]	0.0
cameraXChipOffset[007]	0.0
cameraXChipOffset[008]	0.0
cameraXChipOffset[009]	0.0
cameraXChipOffset[010]	0.0
cameraXChipOffset[011]	0.0
cameraXChipOffset[012]	0.0
cameraXChipOffset[013]	0.0
cameraXChipOffset[014]	0.0
cameraXChipOffset[015]	0.0
cameraXChipOffset[016]	0.0
cameraXChipOffset[017]	0.0
cameraXChipOffset[018]	0.0
cameraXChipOffset[019]	0.0
cameraXChipOffset[020]	0.0
cameraXChipOffset[021]	0.0
cameraXChipOffset[022]	0.0
cameraXChipOffset[023]	0.0
cameraXChipOffset[024]	0.0
cameraXChipOffset[025]	0.0
cameraXChipOffset[026]	0.0
cameraXChipOffset[027]	0.0
cameraXChipOffset[028]	0.0
cameraXChipOffset[029]	0.0
cameraXChipOffset[030]	0.0
cameraXChipOffset[031]	0.0
cameraXChipOffset[032]	0.0
cameraXChipOffset[033]	0.0
cameraXChipOffset[034]	0.0
cameraXChipOffset[035]	0.0
cameraXChipOffset[036]	0.0
cameraXChipOffset[037]	0.0
cameraXChipOffset[038]	0.0
cameraXChipOffset[039]	0.0
cameraXChipOffset[040]	0.0
cameraXChipOffset[041]	0.0
cameraXChipOffset[042]	0.0
cameraXChipOffset[043]	0.0
cameraXChipOffset[044]	0.0
cameraXChipOffset[045]	0.0
cameraXChipOffset[046]	0.0
cameraXChipOffset[047]	0.0
cameraXChipOffset[048]	0.0
cameraXChipOffset[049]	0.0
cameraXChipOffset[050]	0.0
cameraXChipOffset[051]	0.0
cameraXChipOffset[052]	0.0
cameraXChipOffset[053]	0.0
cameraXChipOffset[054]	0.0
cameraXChipOffset[055]	0.0
cameraXChipOffset[056]	0.0
cameraXChipOffset[057]	0.0
cameraXChipOffset[058]	0.0
cameraXChipOffset[059]	0.0
cameraXChipOffset[060]	0.0
cameraXChipOffset[061]	0.0
cameraXChipOffset[062]	0.0
cameraXChipOffset[063]	0.0
cameraXChipOffset[064]	0.0
cameraXChipOffset[065]	0.0
cameraXChipOffset[066]	0.0
cameraXChipOffset[067]	0.0
cameraXChipOffset[068]	0.0
cameraXChipOffset[069]	0.0
cameraXChipOffset[070]	0.0
cameraXChipOffset[071]	0.0
cameraXChipOffset[072]	0.0
cameraXChipOffset[073]	0.0
cameraXChipOffset[074]	0.0
cameraXChipOffset[075]	0.0
cameraXChipOffset[076]	0.0
cameraXChipOffset[077]	0.0
cameraXChipOffset[078]	0.0
cameraXChipOffset[079]	0.0
cameraXChipOffset[080]	0.0
cameraXChipOffset[081]	0.0
cameraXChipOffset[082]	0.0
cameraXChipOffset[083]	0.0
cameraXChipOffset[084]	0.0
cameraXChipOffset[085]	0.0
cameraXChipOffset[086]	0.0
cameraXChipOffset[087]	0.0
cameraXChipOffset[088]	0.0
cameraXChipOffset[089]	0.0
cameraXChipOffset[090]	0.0
cameraXChipOffset[091]	0.0
cameraXChipOffset[092]	0.0
cameraXChipOffset[093]	0.0
cameraXChipOffset[094]	0.0
cameraXChipOffset[095]	0.0
cameraXChipOffset[096]	0.0
cameraXChipOffset[097]	0.0
cameraXChipOffset[098]	0.0
cameraXChipOffset[099]	0.0
cameraYChipOffset[000]	0.0
cameraYChipOffset[001]	0.0
cameraYChipOffset[002]	0.0
cameraYChipOffset[003]	0.0
cameraYChipOffset[004]	0.0
cameraYChipOffset[005]	0.0
cameraYChipOffset[006]	0.0
cameraYChipOffset[007]	0.0
cameraYChipOffset[008]	0.0
cameraYChipOffset[009]	0.0
cameraYChipOffset[010]	0.0
cameraYChipOffset[011]	0.0
cameraYChipOffset[012]	0.0
cameraYChipOffset[013]	0.0
cameraYChipOffset[014]	0.0
cameraYChipOffset[015]	0.0
cameraYChipOffset[016]	0.0
cameraYChipOffset[017]	0.0
cameraYChipOffset[018]	0.0
cameraYChipOffset[019]	0.0
cameraYChipOffset[020]	0.0
cameraYChipOffset[021]	0.0
cameraYChipOffset[022]	0.0
cameraYChipOffset[023]	0.0
cameraYChipOffset[024]	0.0
cameraYChipOffset[025]	0.0
cameraYChipOffset[026]	0.0
cameraYChipOffset[027]	0.0
cameraYChipOffset[028]	0.0
cameraYChipOffset[029]	0.0
cameraYChipOffset[030]	0.0
cameraYChipOffset[031]	0.0
cameraYChipOffset[032]	0.0
cameraYChipOffset[033]	0.0
cameraYChipOffset[034]	0.0
cameraYChipOffset[035]	0.0
cameraYChipOffset[036]	0.0
cameraYChipOffset[037]	0.0
cameraYChipOffset[038]	0.0
cameraYChipOffset[039]	0.0
cameraYChipOffset[040]	0.0
cameraYChipOffset[041]	0.0
cameraYChipOffset[042]	0.0
cameraYChipOffset[043]	0.0
cameraYChipOffset[044]	0.0
cameraYChipOffset[045]	0.0
cameraYChipOffset[046]	0.0
cameraYChipOffset[047]	0.0
cameraYChipOffset[048]	0.0
cameraYChipOffset[049]	0.0
cameraYChipOffset[050]	0.0
cameraYChipOffset[051]	0.0
cameraYChipOffset[052]	0.0
cameraYChipOffset[053]	0.0
cameraYChipOffset[054]	0.0
cameraYChipOffset[055]	0.0
cameraYChipOffset[056]	0.0
cameraYChipOffset[057]	0.0
cameraYChipOffset[058]	0.0
cameraYChipOffset[059]	0.0
cameraYChipOffset[060]	0.0
cameraYChipOffset[061]	0.0
cameraYChipOffset[062]	0.0
cameraYChipOffset[063]	0.0
cameraYChipOffset[064]	0.0
cameraYChipOffset[065]	0.0
cameraYChipOffset[066]	0.0
cameraYChipOffset[067]	0.0
cameraYChipOffset[068]	0.0
cameraYChipOffset[069]	0.0
cameraYChipOffset[070]	0.0
cameraYChipOffset[071]	0.0
cameraYChipOffset[072]	0.0
cameraYChipOffset[073]	0.0
cameraYChipOffset[074]	0.0
cameraYChipOffset[075]	0.0
cameraYChipOffset[076]	0.0
cameraYChipOffset[077]	0.0
cameraYChipOffset[078]	0.0
cameraYChipOffset[079]	0.0
cameraYChipOffset[080]	0.0
cameraYChipOffset[081]	0.0
cameraYChipOffset[082]	0.0
cameraYChipOffset[083]	0.0
cameraYChipOffset[084]	0.0
cameraYChipOffset[085]	0.0
cameraYChipOffset[086]	0.0
cameraYChipOffset[087]	0.0
cameraYChipOffset[088]	0.0
cameraYChipOffset[089]	0.0
cameraYChipOffset[090]	0.0
cameraYChipOffset[091]	0.0
cameraYChipOffset[092]	0.0
cameraYChipOffset[093]	0.0
cameraYChipOffset[094]	0.0
cameraYChipOffset[095]	0.0
cameraYChipOffset[096]	0.0
cameraYChipOffset[097]	0.0
cameraYChipOffset[098]	0.0
cameraYChipOffset[099]	0.0
creationDate[000]	39960
creationDate[001]	39960
creationDate[002]	39960
creationDate[003]	39960
creationDate[004]	39960
creationDate[005]	39960
creationDate[006]	39960
creationDate[007]	39960
creationDate[008]	39960
creationDate[009]	39960
creationDate[010]	39960
creationDate[011]	39960
creationDate[012]	39960
creationDate[013]	39960
creationDate[014]	39960
creationDate[015]	39960
creationDate[016]	39960
creationDate[017]	39960
creationDate[018]	39960
creationDate[019]	39960
creationDate[020]	39960
creationDate[021]	39960
creationDate[022]	39960
creationDate[023]	39960
creationDate[024]	39960
creationDate[025]	39960
creationDate[026]	39960
creationDate[027]	39960
creationDate[028]	39960
creationDate[029]	39960
creationDate[030]	39960
creationDate[031]	39960
creationDate[032]	39960
creationDate[033]	39960
creationDate[034]	39960
creationDate[035]	39960
creationDate[036]	39960
creationDate[037]	39960
creationDate[038]	39960
creationDate[039]	39960
creationDate[040]	39960
creationDate[041]	39960
creationDate[042]	39960
creationDate[043]	39960
creationDate[044]	39960
creationDate[045]	39960
creationDate[046]	39960
creationDate[047]	39960
creationDate[048]	39960
creationDate[049]	39960
creationDate[050]	39960
creationDate[051]	39960
creationDate[052]	39960
creationDate[053]	39960
creationDate[054]	39960
creationDate[055]	39960
creationDate[056]	39960
creationDate[057]	39960
creationDate[058]	39960
creationDate[059]	39960
creationDate[060]	39960
creationDate[061]	39960
creationDate[062]	39960
creationDate[063]	39960
creationDate[064]	39960
creationDate[065]	39960
creationDate[066]	39960
creationDate[067]	39960
creationDate[068]	39960
creationDate[069]	39960
creationDate[070]	39960
creationDate[071]	39960
creationDate[072]	39960
creationDate[073]	39960
creationDate[074]	39960
creationDate[075]	39960
creationDate[076]	39960
creationDate[077]	39960
creationDate[078]	39960
creationDate[079]	39960
creationDate[080]	39960
creationDate[081]	39960
creationDate[082]	39960
creationDate[083]	39960
creationDate[084]	39960
creationDate[085]	39960
creationDate[086]	39960
creationDate[087]	39960
creationDate[088]	39960
creationDate[089]	39960
creationDate[090]	39960
creationDate[091]	39960
creationDate[092]	39960
creationDate[093]	39960
creationDate[094]	39960
creationDate[095]	39960
creationDate[096]	39960
creationDate[097]	39960
creationDate[098]	39960
creationDate[099]	39960
creationTime[000]	11:33:49:953
creationTime[001]	11:33:50:158
creationTime[002]	11:33:50:363
creationTime[003]	11:33:50:568
creationTime[004]	11:33:50:774
creationTime[005]	11:33:50:979
creationTime[006]	11:33:51:184
creationTime[007]	11:33:51:390
creationTime[008]	11:33:51:595
creationTime[009]	11:33:51:800
creationTime[010]	11:33:52:005
creationTime[011]	11:33:52:211
creationTime[012]	11:33:52:416
creationTime[013]	11:33:52:621
creationTime[014]	11:33:52:827
creationTime[015]	11:33:53:032
creationTime[016]	11:33:53:237
creationTime[017]	11:33:53:442
creationTime[018]	11:33:53:648
creationTime[019]	11:33:53:853
creationTime[020]	11:33:54:058
creationTime[021]	11:33:54:264
creationTime[022]	11:33:54:469
creationTime[023]	11:33:54:674
creationTime[024]	11:33:54:880
creationTime[025]	11:33:55:085
creationTime[026]	11:33:55:290
creationTime[027]	11:33:55:495
creationTime[028]	11:33:55:701
creationTime[029]	11:33:55:906
creationTime[030]	11:33:56:111
creationTime[031]	11:33:56:317
creationTime[032]	11:33:56:522
creationTime[033]	11:33:56:727
creationTime[034]	11:33:56:932
creationTime[035]	11:33:57:138
creationTime[036]	11:33:57:343
creationTime[037]	11:33:57:548
creationTime[038]	11:33:57:754
creationTime[039]	11:33:57:959
creationTime[040]	11:33:58:164
creationTime[041]	11:33:58:370
creationTime[042]	11:33:58:575
creationTime[043]	11:33:58:780
creationTime[044]	11:33:58:985
creationTime[045]	11:33:59:191
creationTime[046]	11:33:59:396
creationTime[047]	11:33:59:601
creationTime[048]	11:33:59:807
creationTime[049]	11:34:00:012
creationTime[050]	11:34:00:217
creationTime[051]	11:34:00:422
creationTime[052]	11:34:00:628
creationTime[053]	11:34:00:833
creationTime[054]	11:34:01:038
creationTime[055]	11:34:01:244
creationTime[056]	11:34:01:449
creationTime[057]	11:34:01:654
creationTime[058]	11:34:01:859
creationTime[059]	11:34:02:065
creationTime[060]	11:34:02:270
creationTime[061]	11:34:02:475
creationTime[062]	11:34:02:681
creationTime[063]	11:34:02:886
creationTime[064]	11:34:03:091
creationTime[065]	11:34:03:297
creationTime[066]	11:34:03:502
creationTime[067]	11:34:03:707
creationTime[068]	11:34:03:912
creationTime[069]	11:34:04:118
creationTime[070]	11:34:04:323
creationTime[071]	11:34:04:528
creationTime[072]	11:34:04:734
creationTime[073]	11:34:04:939
creationTime[074]	11:34:05:144
creationTime[075]	11:34:05:349
creationTime[076]	11:34:05:555
creationTime[077]	11:34:05:760
creationTime[078]	11:34:05:965
creationTime[079]	11:34:06:171
creationTime[080]	11:34:06:376
creationTime[081]	11:34:06:581
creationTime[082]	11:34:06:787
creationTime[083]	11:34:06:992
creationTime[084]	11:34:07:197
creationTime[085]	11:34:07:402
creationTime[086]	11:34:07:608
creationTime[087]	11:34:07:813
creationTime[088]	11:34:08:018
creationTime[089]	11:34:08:224
creationTime[090]	11:34:08:429
creationTime[091]	11:34:08:634
creationTime[092]	11:34:08:839
creationTime[093]	11:34:09:045
creationTime[094]	11:34:09:250
creationTime[095]	11:34:09:455
creationTime[096]	11:34:09:661
creationTime[097]	11:34:09:866
creationTime[098]	11:34:10:071
creationTime[099]	11:34:10:277
gray	-1/1
grayFit	4
grayMax	-1/1
grayMin	-1/1
grayPointCount	0
grayX	-1/1
stageX[000]	0.0
stageX[001]	0.0
stageX[002]	0.0
stageX[003]	0.0
stageX[004]	0.0
stageX[005]	0.0
stageX[006]	0.0
stageX[007]	0.0
stageX[008]	0.0
stageX[009]	0.0
stageX[010]	0.0
stageX[011]	0.0
stageX[012]	0.0
stageX[013]	0.0
stageX[014]	0.0
stageX[015]	0.0
stageX[016]	0.0
stageX[017]	0.0
stageX[018]	0.0
stageX[019]	0.0
stageX[020]	0.0
stageX[021]	0.0
stageX[022]	0.0
stageX[023]	0.0
stageX[024]	0.0
stageX[025]	0.0
stageX[026]	0.0
stageX[027]	0.0
stageX[028]	0.0
stageX[029]	0.0
stageX[030]	0.0
stageX[031]	0.0
stageX[032]	0.0
stageX[033]	0.0
stageX[034]	0.0
stageX[035]	0.0
stageX[036]	0.0
stageX[037]	0.0
stageX[038]	0.0
stageX[039]	0.0
stageX[040]	0.0
stageX[041]	0.0
stageX[042]	0.0
stageX[043]	0.0
stageX[044]	0.0
stageX[045]	0.0
stageX[046]	0.0
stageX[047]	0.0
stageX[048]	0.0
stageX[049]	0.0
stageX[050]	0.0
stageX[051]	0.0
stageX[052]	0.0
stageX[053]	0.0
stageX[054]	0.0
stageX[055]	0.0
stageX[056]	0.0
stageX[057]	0.0
stageX[058]	0.0
stageX[059]	0.0
stageX[060]	0.0
stageX[061]	0.0
stageX[062]	0.0
stageX[063]	0.0
stageX[064]	0.0
stageX[065]	0.0
stageX[066]	0.0
stageX[067]	0.0
stageX[068]	0.0
stageX[069]	0.0
stageX[070]	0.0
stageX[071]	0.0
stageX[072]	0.0
stageX[073]	0.0
stageX[074]	0.0
stageX[075]	0.0
stageX[076]	0.0
stageX[077]	0.0
stageX[078]	0.0
stageX[079]	0.0
stageX[080]	0.0
stageX[081]	0.0
stageX[082]	0.0
stageX[083]	0.0
stageX[084]	0.0
stageX[085]	0.0
stageX[086]	0.0
stageX[087]	0.0
stageX[088]	0.0
stageX[089]	0.0
stageX[090]	0.0
stageX[091]	0.0
stageX[092]	0.0
stageX[093]	0.0
stageX[094]	0.0
stageX[095]	0.0
stageX[096]	0.0
stageX[097]	0.0
stageX[098]	0.0
stageX[099]	0.0
stageY[000]	0.0
stageY[001]	0.0
stageY[002]	0.0
stageY[003]	0.0
stageY[004]	0.0
stageY[005]	0.0
stageY[006]	0.0
stageY[007]	0.0
stageY[008]	0.0
stageY[009]	0.0
stageY[010]	0.0
stageY[011]	0.0
stageY[012]	0.0
stageY[013]	0.0
stageY[014]	0.0
stageY[015]	0.0
stageY[016]	0.0
stageY[017]	0.0
stageY[018]	0.0
stageY[019]	0.0
stageY[020]	0.0
stageY[021]	0.0
stageY[022]	0.0
stageY[023]	0.0
stageY[024]	0.0
stageY[025]	0.0
stageY[026]	0.0
stageY[027]	0.0
stageY[028]	0.0
stageY[029]	0.0
stageY[030]	0.0
stageY[031]	0.0
stageY[032]	0.0
stageY[033]	0.0
stageY[034]	0.0
stageY[035]	0.0
stageY[036]	0.0
stageY[037]	0.0
stageY[038]	0.0
stageY[039]	0.0
stageY[040]	0.0
stageY[041]	0.0
stageY[042]	0.0
stageY[043]	0.0
stageY[044]	0.0
stageY[045]	0.0
stageY[046]	0.0
stageY[047]	0.0
stageY[048]	0.0
stageY[049]	0.0
stageY[050]	0.0
stageY[051]	0.0
stageY[052]	0.0
stageY[053]	0.0
stageY[054]	0.0
stageY[055]	0.0
stageY[056]	0.0
stageY[057]	0.0
stageY[058]	0.0
stageY[059]	0.0
stageY[060]	0.0
stageY[061]	0.0
stageY[062]	0.0
stageY[063]	0.0
stageY[064]	0.0
stageY[065]	0.0
stageY[066]	0.0
stageY[067]	0.0
stageY[068]	0.0
stageY[069]	0.0
stageY[070]	0.0
stageY[071]	0.0
stageY[072]	0.0
stageY[073]	0.0
stageY[074]	0.0
stageY[075]	0.0
stageY[076]	0.0
stageY[077]	0.0
stageY[078]	0.0
stageY[079]	0.0
stageY[080]	0.0
stageY[081]	0.0
stageY[082]	0.0
stageY[083]	0.0
stageY[084]	0.0
stageY[085]	0.0
stageY[086]	0.0
stageY[087]	0.0
stageY[088]	0.0
stageY[089]	0.0
stageY[090]	0.0
stageY[091]	0.0
stageY[092]	0.0
stageY[093]	0.0
stageY[094]	0.0
stageY[095]	0.0
stageY[096]	0.0
stageY[097]	0.0
stageY[098]	0.0
stageY[099]	0.0
zDistance[000]	0.0
zDistance[001]	0.0
zDistance[002]	0.0
zDistance[003]	0.0
zDistance[004]	0.0
zDistance[005]	0.0
zDistance[006]	0.0
zDistance[007]	0.0
zDistance[008]	0.0
zDistance[009]	0.0
zDistance[010]	0.0
zDistance[011]	0.0
zDistance[012]	0.0
zDistance[013]	0.0
zDistance[014]	0.0
zDistance[015]	0.0
zDistance[016]	0.0
zDistance[017]	0.0
zDistance[018]	0.0
zDistance[019]	0.0
zDistance[020]	0.0
zDistance[021]	0.0
zDistance[022]	0.0
zDistance[023]	0.0
zDistance[024]	0.0
zDistance[025]	0.0
zDistance[026]	0.0
zDistance[027]	0.0
zDistance[028]	0.0
zDistance[029]	0.0
zDistance[030]	0.0
zDistance[031]	0.0
zDistance[032]	0.0
zDistance[033]	0.0
zDistance[034]	0.0
zDistance[035]	0.0
zDistance[036]	0.0
zDistance[037]	0.0
zDistance[038]	0.0
zDistance[039]	0.0
zDistance[040]	0.0
zDistance[041]	0.0
zDistance[042]	0.0
zDistance[043]	0.0
zDistance[044]	0.0
zDistance[045]	0.0
zDistance[046]	0.0
zDistance[047]	0.0
zDistance[048]	0.0
zDistance[049]	0.0
zDistance[050]	0.0
zDistance[051]	0.0
zDistance[052]	0.0
zDistance[053]	0.0
zDistance[054]	0.0
zDistance[055]	0.0
zDistance[056]	0.0
zDistance[057]	0.0
zDistance[058]	0.0
zDistance[059]	0.0
zDistance[060]	0.0
zDistance[061]	0.0
zDistance[062]	0.0
zDistance[063]	0.0
zDistance[064]	0.0
zDistance[065]	0.0
zDistance[066]	0.0
zDistance[067]	0.0
zDistance[068]	0.0
zDistance[069]	0.0
zDistance[070]	0.0
zDistance[071]	0.0
zDistance[072]	0.0
zDistance[073]	0.0
zDistance[074]	0.0
zDistance[075]	0.0
zDistance[076]	0.0
zDistance[077]	0.0
zDistance[078]	0.0
zDistance[079]	0.0
zDistance[080]	0.0
zDistance[081]	0.0
zDistance[082]	0.0
zDistance[083]	0.0
zDistance[084]	0.0
zDistance[085]	0.0
zDistance[086]	0.0
zDistance[087]	0.0
zDistance[088]	0.0
zDistance[089]	0.0
zDistance[090]	0.0
zDistance[091]	0.0
zDistance[092]	0.0
zDistance[093]	0.0
zDistance[094]	0.0
zDistance[095]	0.0
zDistance[096]	0.0
zDistance[097]	0.0
zDistance[098]	0.0
zDistance[099]	0.0

## amenaton tif
DimensionOrder	XYCZT
IsInterleaved	false
IsRGB	false
LittleEndian	true
PixelType	uint16
SizeC	1
SizeT	1
SizeX	1392
SizeY	1040
SizeZ	1
Binning	1 x 1
BitsPerSample	16
Camera Shutter	Open for Expose
Clear Count	2
Clear Mode	CLEAR PRE EXP
Comment	Exposure: 40 ms
Binning: 1 x 1
Region: 1392 x 1040, offset at (0, 0)
Subtract: Off
Shading: Off
Sensor Mode: NORMAL
Digitizer: 10 MHz
Gain: Gain 1 (1x)
Camera Shutter: Open for Expose
Clear Count: 2
Clear Mode: CLEAR PRE EXP
Frames to Average: 1
Trigger Mode: Normal (TIMED)
Temperature: -29.95
Compression	None
Digitizer	10 MHz
Exposure	40 ms
Frames to Average	1
Gain	Gain 1 (1x)
ImageLength	1040
ImageWidth	1392
Local machine	\\Amenaton\DONNEES\Utilisateurs\delsert\embescargot\090519\007.tif
MetaDataPhotometricInterpretation	Monochrome
MetaMorph	yes
NewSubfileType	0
NumberOfChannels	1
PhotometricInterpretation	BlackIsZero
PlanarConfiguration	Chunky
Predictor	No prediction scheme
Region	1392 x 1040, offset at (0, 0)
ResolutionUnit	Inch
SamplesPerPixel	1
Sensor Mode	NORMAL
Shading	Off
Software	MetaMorph 7.1.0.0
Subtract	Off
Temperature	-29.95
Trigger Mode	Normal (TIMED)
XResolution	72
YResolution	72

## jezabel 2D lsm
Series 01 DimensionOrder	XYCZT
Series 01 IsInterleaved	false
Series 01 IsRGB	false
Series 01 LittleEndian	false
Series 01 PixelType	uint8
Series 01 SizeC	3
Series 01 SizeT	1
Series 01 SizeX	512
Series 01 SizeY	512
Series 01 SizeZ	1
Series 02 DimensionOrder	XYCZT
Series 02 IsInterleaved	false
Series 02 IsRGB	false
Series 02 LittleEndian	false
Series 02 PixelType	uint8
Series 02 SizeC	3
Series 02 SizeT	1
Series 02 SizeX	512
Series 02 SizeY	512
Series 02 SizeZ	1
Series 03 DimensionOrder	XYCZT
Series 03 IsInterleaved	false
Series 03 IsRGB	false
Series 03 LittleEndian	false
Series 03 PixelType	uint8
Series 03 SizeC	3
Series 03 SizeT	1
Series 03 SizeX	512
Series 03 SizeY	512
Series 03 SizeZ	1
Series 04 DimensionOrder	XYCZT
Series 04 IsInterleaved	false
Series 04 IsRGB	false
Series 04 LittleEndian	false
Series 04 PixelType	uint8
Series 04 SizeC	3
Series 04 SizeT	1
Series 04 SizeX	512
Series 04 SizeY	512
Series 04 SizeZ	1
Series 05 DimensionOrder	XYCZT
Series 05 IsInterleaved	false
Series 05 IsRGB	false
Series 05 LittleEndian	false
Series 05 PixelType	uint8
Series 05 SizeC	3
Series 05 SizeT	1
Series 05 SizeX	512
Series 05 SizeY	512
Series 05 SizeZ	1
Series 06 DimensionOrder	XYCZT
Series 06 IsInterleaved	false
Series 06 IsRGB	false
Series 06 LittleEndian	false
Series 06 PixelType	uint8
Series 06 SizeC	3
Series 06 SizeT	1
Series 06 SizeX	512
Series 06 SizeY	512
Series 06 SizeZ	1
Series 07 DimensionOrder	XYCZT
Series 07 IsInterleaved	false
Series 07 IsRGB	false
Series 07 LittleEndian	false
Series 07 PixelType	uint8
Series 07 SizeC	3
Series 07 SizeT	1
Series 07 SizeX	512
Series 07 SizeY	512
Series 07 SizeZ	1
Series 08 DimensionOrder	XYCZT
Series 08 IsInterleaved	false
Series 08 IsRGB	false
Series 08 LittleEndian	false
Series 08 PixelType	uint8
Series 08 SizeC	3
Series 08 SizeT	1
Series 08 SizeX	512
Series 08 SizeY	512
Series 08 SizeZ	1
Series 09 DimensionOrder	XYCZT
Series 09 IsInterleaved	false
Series 09 IsRGB	false
Series 09 LittleEndian	false
Series 09 PixelType	uint8
Series 09 SizeC	3
Series 09 SizeT	1
Series 09 SizeX	512
Series 09 SizeY	512
Series 09 SizeZ	1
Series 10 DimensionOrder	XYCZT
Series 10 IsInterleaved	false
Series 10 IsRGB	false
Series 10 LittleEndian	false
Series 10 PixelType	uint8
Series 10 SizeC	3
Series 10 SizeT	1
Series 10 SizeX	512
Series 10 SizeY	512
Series 10 SizeZ	1
Series 11 DimensionOrder	XYCZT
Series 11 IsInterleaved	false
Series 11 IsRGB	false
Series 11 LittleEndian	false
Series 11 PixelType	uint8
Series 11 SizeC	3
Series 11 SizeT	1
Series 11 SizeX	512
Series 11 SizeY	512
Series 11 SizeZ	1
Series 12 DimensionOrder	XYCZT
Series 12 IsInterleaved	false
Series 12 IsRGB	false
Series 12 LittleEndian	false
Series 12 PixelType	uint8
Series 12 SizeC	3
Series 12 SizeT	1
Series 12 SizeX	512
Series 12 SizeY	512
Series 12 SizeZ	1
BeamSplitters IDAvailableFilterSet 1	HT
BeamSplitters IDAvailableFilterSet 10	FW1
BeamSplitters IDAvailableFilterSet 100	FW1
BeamSplitters IDAvailableFilterSet 101	HT
BeamSplitters IDAvailableFilterSet 102	NT1
BeamSplitters IDAvailableFilterSet 103	NT2
BeamSplitters IDAvailableFilterSet 104	NT3
BeamSplitters IDAvailableFilterSet 105	FW1
BeamSplitters IDAvailableFilterSet 106	HT
BeamSplitters IDAvailableFilterSet 107	NT1
BeamSplitters IDAvailableFilterSet 108	NT2
BeamSplitters IDAvailableFilterSet 109	NT3
BeamSplitters IDAvailableFilterSet 11	HT
BeamSplitters IDAvailableFilterSet 110	FW1
BeamSplitters IDAvailableFilterSet 111	HT
BeamSplitters IDAvailableFilterSet 112	NT1
BeamSplitters IDAvailableFilterSet 113	NT2
BeamSplitters IDAvailableFilterSet 114	NT3
BeamSplitters IDAvailableFilterSet 115	FW1
BeamSplitters IDAvailableFilterSet 116	HT
BeamSplitters IDAvailableFilterSet 117	NT1
BeamSplitters IDAvailableFilterSet 118	NT2
BeamSplitters IDAvailableFilterSet 119	NT3
BeamSplitters IDAvailableFilterSet 12	NT1
BeamSplitters IDAvailableFilterSet 120	FW1
BeamSplitters IDAvailableFilterSet 121	HT
BeamSplitters IDAvailableFilterSet 122	NT1
BeamSplitters IDAvailableFilterSet 123	NT2
BeamSplitters IDAvailableFilterSet 124	NT3
BeamSplitters IDAvailableFilterSet 125	FW1
BeamSplitters IDAvailableFilterSet 126	HT
BeamSplitters IDAvailableFilterSet 127	NT1
BeamSplitters IDAvailableFilterSet 128	NT2
BeamSplitters IDAvailableFilterSet 129	NT3
BeamSplitters IDAvailableFilterSet 13	NT2
BeamSplitters IDAvailableFilterSet 130	FW1
BeamSplitters IDAvailableFilterSet 131	HT
BeamSplitters IDAvailableFilterSet 132	NT1
BeamSplitters IDAvailableFilterSet 133	NT2
BeamSplitters IDAvailableFilterSet 134	NT3
BeamSplitters IDAvailableFilterSet 135	FW1
BeamSplitters IDAvailableFilterSet 136	HT
BeamSplitters IDAvailableFilterSet 137	NT1
BeamSplitters IDAvailableFilterSet 138	NT2
BeamSplitters IDAvailableFilterSet 139	NT3
BeamSplitters IDAvailableFilterSet 14	NT3
BeamSplitters IDAvailableFilterSet 140	FW1
BeamSplitters IDAvailableFilterSet 141	HT
BeamSplitters IDAvailableFilterSet 142	NT1
BeamSplitters IDAvailableFilterSet 143	NT2
BeamSplitters IDAvailableFilterSet 144	NT3
BeamSplitters IDAvailableFilterSet 145	FW1
BeamSplitters IDAvailableFilterSet 146	HT
BeamSplitters IDAvailableFilterSet 147	NT1
BeamSplitters IDAvailableFilterSet 148	NT2
BeamSplitters IDAvailableFilterSet 149	NT3
BeamSplitters IDAvailableFilterSet 15	FW1
BeamSplitters IDAvailableFilterSet 150	FW1
BeamSplitters IDAvailableFilterSet 151	HT
BeamSplitters IDAvailableFilterSet 152	NT1
BeamSplitters IDAvailableFilterSet 153	NT2
BeamSplitters IDAvailableFilterSet 154	NT3
BeamSplitters IDAvailableFilterSet 155	FW1
BeamSplitters IDAvailableFilterSet 156	HT
BeamSplitters IDAvailableFilterSet 157	NT1
BeamSplitters IDAvailableFilterSet 158	NT2
BeamSplitters IDAvailableFilterSet 159	NT3
BeamSplitters IDAvailableFilterSet 16	HT
BeamSplitters IDAvailableFilterSet 160	FW1
BeamSplitters IDAvailableFilterSet 161	HT
BeamSplitters IDAvailableFilterSet 162	NT1
BeamSplitters IDAvailableFilterSet 163	NT2
BeamSplitters IDAvailableFilterSet 164	NT3
BeamSplitters IDAvailableFilterSet 165	FW1
BeamSplitters IDAvailableFilterSet 166	HT
BeamSplitters IDAvailableFilterSet 167	NT1
BeamSplitters IDAvailableFilterSet 168	NT2
BeamSplitters IDAvailableFilterSet 169	NT3
BeamSplitters IDAvailableFilterSet 17	NT1
BeamSplitters IDAvailableFilterSet 170	FW1
BeamSplitters IDAvailableFilterSet 171	HT
BeamSplitters IDAvailableFilterSet 172	NT1
BeamSplitters IDAvailableFilterSet 173	NT2
BeamSplitters IDAvailableFilterSet 174	NT3
BeamSplitters IDAvailableFilterSet 175	FW1
BeamSplitters IDAvailableFilterSet 176	HT
BeamSplitters IDAvailableFilterSet 177	NT1
BeamSplitters IDAvailableFilterSet 178	NT2
BeamSplitters IDAvailableFilterSet 179	NT3
BeamSplitters IDAvailableFilterSet 18	NT2
BeamSplitters IDAvailableFilterSet 180	FW1
BeamSplitters IDAvailableFilterSet 19	NT3
BeamSplitters IDAvailableFilterSet 2	NT1
BeamSplitters IDAvailableFilterSet 20	FW1
BeamSplitters IDAvailableFilterSet 21	HT
BeamSplitters IDAvailableFilterSet 22	NT1
BeamSplitters IDAvailableFilterSet 23	NT2
BeamSplitters IDAvailableFilterSet 24	NT3
BeamSplitters IDAvailableFilterSet 25	FW1
BeamSplitters IDAvailableFilterSet 26	HT
BeamSplitters IDAvailableFilterSet 27	NT1
BeamSplitters IDAvailableFilterSet 28	NT2
BeamSplitters IDAvailableFilterSet 29	NT3
BeamSplitters IDAvailableFilterSet 3	NT2
BeamSplitters IDAvailableFilterSet 30	FW1
BeamSplitters IDAvailableFilterSet 31	HT
BeamSplitters IDAvailableFilterSet 32	NT1
BeamSplitters IDAvailableFilterSet 33	NT2
BeamSplitters IDAvailableFilterSet 34	NT3
BeamSplitters IDAvailableFilterSet 35	FW1
BeamSplitters IDAvailableFilterSet 36	HT
BeamSplitters IDAvailableFilterSet 37	NT1
BeamSplitters IDAvailableFilterSet 38	NT2
BeamSplitters IDAvailableFilterSet 39	NT3
BeamSplitters IDAvailableFilterSet 4	NT3
BeamSplitters IDAvailableFilterSet 40	FW1
BeamSplitters IDAvailableFilterSet 41	HT
BeamSplitters IDAvailableFilterSet 42	NT1
BeamSplitters IDAvailableFilterSet 43	NT2
BeamSplitters IDAvailableFilterSet 44	NT3
BeamSplitters IDAvailableFilterSet 45	FW1
BeamSplitters IDAvailableFilterSet 46	HT
BeamSplitters IDAvailableFilterSet 47	NT1
BeamSplitters IDAvailableFilterSet 48	NT2
BeamSplitters IDAvailableFilterSet 49	NT3
BeamSplitters IDAvailableFilterSet 5	FW1
BeamSplitters IDAvailableFilterSet 50	FW1
BeamSplitters IDAvailableFilterSet 51	HT
BeamSplitters IDAvailableFilterSet 52	NT1
BeamSplitters IDAvailableFilterSet 53	NT2
BeamSplitters IDAvailableFilterSet 54	NT3
BeamSplitters IDAvailableFilterSet 55	FW1
BeamSplitters IDAvailableFilterSet 56	HT
BeamSplitters IDAvailableFilterSet 57	NT1
BeamSplitters IDAvailableFilterSet 58	NT2
BeamSplitters IDAvailableFilterSet 59	NT3
BeamSplitters IDAvailableFilterSet 6	HT
BeamSplitters IDAvailableFilterSet 60	FW1
BeamSplitters IDAvailableFilterSet 61	HT
BeamSplitters IDAvailableFilterSet 62	NT1
BeamSplitters IDAvailableFilterSet 63	NT2
BeamSplitters IDAvailableFilterSet 64	NT3
BeamSplitters IDAvailableFilterSet 65	FW1
BeamSplitters IDAvailableFilterSet 66	HT
BeamSplitters IDAvailableFilterSet 67	NT1
BeamSplitters IDAvailableFilterSet 68	NT2
BeamSplitters IDAvailableFilterSet 69	NT3
BeamSplitters IDAvailableFilterSet 7	NT1
BeamSplitters IDAvailableFilterSet 70	FW1
BeamSplitters IDAvailableFilterSet 71	HT
BeamSplitters IDAvailableFilterSet 72	NT1
BeamSplitters IDAvailableFilterSet 73	NT2
BeamSplitters IDAvailableFilterSet 74	NT3
BeamSplitters IDAvailableFilterSet 75	FW1
BeamSplitters IDAvailableFilterSet 76	HT
BeamSplitters IDAvailableFilterSet 77	NT1
BeamSplitters IDAvailableFilterSet 78	NT2
BeamSplitters IDAvailableFilterSet 79	NT3
BeamSplitters IDAvailableFilterSet 8	NT2
BeamSplitters IDAvailableFilterSet 80	FW1
BeamSplitters IDAvailableFilterSet 81	HT
BeamSplitters IDAvailableFilterSet 82	NT1
BeamSplitters IDAvailableFilterSet 83	NT2
BeamSplitters IDAvailableFilterSet 84	NT3
BeamSplitters IDAvailableFilterSet 85	FW1
BeamSplitters IDAvailableFilterSet 86	HT
BeamSplitters IDAvailableFilterSet 87	NT1
BeamSplitters IDAvailableFilterSet 88	NT2
BeamSplitters IDAvailableFilterSet 89	NT3
BeamSplitters IDAvailableFilterSet 9	NT3
BeamSplitters IDAvailableFilterSet 90	FW1
BeamSplitters IDAvailableFilterSet 91	HT
BeamSplitters IDAvailableFilterSet 92	NT1
BeamSplitters IDAvailableFilterSet 93	NT2
BeamSplitters IDAvailableFilterSet 94	NT3
BeamSplitters IDAvailableFilterSet 95	FW1
BeamSplitters IDAvailableFilterSet 96	HT
BeamSplitters IDAvailableFilterSet 97	NT1
BeamSplitters IDAvailableFilterSet 98	NT2
BeamSplitters IDAvailableFilterSet 99	NT3
BeamSplitters IDPotentialFilter 1	HFT 405/488/543
BeamSplitters IDPotentialFilter 10	None
BeamSplitters IDPotentialFilter 100	None
BeamSplitters IDPotentialFilter 101	HFT 405/488/543
BeamSplitters IDPotentialFilter 102	NFT 545
BeamSplitters IDPotentialFilter 103	NFT 490
BeamSplitters IDPotentialFilter 104	Plate
BeamSplitters IDPotentialFilter 105	None
BeamSplitters IDPotentialFilter 106	HFT 405/488/543
BeamSplitters IDPotentialFilter 107	NFT 545
BeamSplitters IDPotentialFilter 108	NFT 490
BeamSplitters IDPotentialFilter 109	Plate
BeamSplitters IDPotentialFilter 11	HFT 405/488/543
BeamSplitters IDPotentialFilter 110	None
BeamSplitters IDPotentialFilter 111	HFT 405/488/543
BeamSplitters IDPotentialFilter 112	NFT 545
BeamSplitters IDPotentialFilter 113	NFT 490
BeamSplitters IDPotentialFilter 114	Plate
BeamSplitters IDPotentialFilter 115	None
BeamSplitters IDPotentialFilter 116	HFT 405/488/543
BeamSplitters IDPotentialFilter 117	NFT 545
BeamSplitters IDPotentialFilter 118	NFT 490
BeamSplitters IDPotentialFilter 119	Plate
BeamSplitters IDPotentialFilter 12	NFT 545
BeamSplitters IDPotentialFilter 120	None
BeamSplitters IDPotentialFilter 121	HFT 405/488/543
BeamSplitters IDPotentialFilter 122	NFT 545
BeamSplitters IDPotentialFilter 123	NFT 490
BeamSplitters IDPotentialFilter 124	Plate
BeamSplitters IDPotentialFilter 125	None
BeamSplitters IDPotentialFilter 126	HFT 405/488/543
BeamSplitters IDPotentialFilter 127	NFT 545
BeamSplitters IDPotentialFilter 128	NFT 490
BeamSplitters IDPotentialFilter 129	Plate
BeamSplitters IDPotentialFilter 13	NFT 490
BeamSplitters IDPotentialFilter 130	None
BeamSplitters IDPotentialFilter 131	HFT 405/488/543
BeamSplitters IDPotentialFilter 132	NFT 545
BeamSplitters IDPotentialFilter 133	NFT 490
BeamSplitters IDPotentialFilter 134	Plate
BeamSplitters IDPotentialFilter 135	None
BeamSplitters IDPotentialFilter 136	HFT 405/488/543
BeamSplitters IDPotentialFilter 137	NFT 545
BeamSplitters IDPotentialFilter 138	NFT 490
BeamSplitters IDPotentialFilter 139	Plate
BeamSplitters IDPotentialFilter 14	Plate
BeamSplitters IDPotentialFilter 140	None
BeamSplitters IDPotentialFilter 141	HFT 405/488/543
BeamSplitters IDPotentialFilter 142	NFT 545
BeamSplitters IDPotentialFilter 143	NFT 490
BeamSplitters IDPotentialFilter 144	Plate
BeamSplitters IDPotentialFilter 145	None
BeamSplitters IDPotentialFilter 146	HFT 405/488/543
BeamSplitters IDPotentialFilter 147	NFT 545
BeamSplitters IDPotentialFilter 148	NFT 490
BeamSplitters IDPotentialFilter 149	Plate
BeamSplitters IDPotentialFilter 15	None
BeamSplitters IDPotentialFilter 150	None
BeamSplitters IDPotentialFilter 151	HFT 405/488/543
BeamSplitters IDPotentialFilter 152	NFT 545
BeamSplitters IDPotentialFilter 153	NFT 490
BeamSplitters IDPotentialFilter 154	Plate
BeamSplitters IDPotentialFilter 155	None
BeamSplitters IDPotentialFilter 156	HFT 405/488/543
BeamSplitters IDPotentialFilter 157	NFT 545
BeamSplitters IDPotentialFilter 158	NFT 490
BeamSplitters IDPotentialFilter 159	Plate
BeamSplitters IDPotentialFilter 16	HFT 405/488/543
BeamSplitters IDPotentialFilter 160	None
BeamSplitters IDPotentialFilter 161	HFT 405/488/543
BeamSplitters IDPotentialFilter 162	NFT 545
BeamSplitters IDPotentialFilter 163	NFT 490
BeamSplitters IDPotentialFilter 164	Plate
BeamSplitters IDPotentialFilter 165	None
BeamSplitters IDPotentialFilter 166	HFT 405/488/543
BeamSplitters IDPotentialFilter 167	NFT 545
BeamSplitters IDPotentialFilter 168	NFT 490
BeamSplitters IDPotentialFilter 169	Plate
BeamSplitters IDPotentialFilter 17	NFT 545
BeamSplitters IDPotentialFilter 170	None
BeamSplitters IDPotentialFilter 171	HFT 405/488/543
BeamSplitters IDPotentialFilter 172	NFT 545
BeamSplitters IDPotentialFilter 173	NFT 490
BeamSplitters IDPotentialFilter 174	Plate
BeamSplitters IDPotentialFilter 175	None
BeamSplitters IDPotentialFilter 176	HFT 405/488/543
BeamSplitters IDPotentialFilter 177	NFT 545
BeamSplitters IDPotentialFilter 178	NFT 490
BeamSplitters IDPotentialFilter 179	Plate
BeamSplitters IDPotentialFilter 18	NFT 490
BeamSplitters IDPotentialFilter 180	None
BeamSplitters IDPotentialFilter 19	Plate
BeamSplitters IDPotentialFilter 2	NFT 545
BeamSplitters IDPotentialFilter 20	None
BeamSplitters IDPotentialFilter 21	HFT 405/488/543
BeamSplitters IDPotentialFilter 22	NFT 545
BeamSplitters IDPotentialFilter 23	NFT 490
BeamSplitters IDPotentialFilter 24	Plate
BeamSplitters IDPotentialFilter 25	None
BeamSplitters IDPotentialFilter 26	HFT 405/488/543
BeamSplitters IDPotentialFilter 27	NFT 545
BeamSplitters IDPotentialFilter 28	NFT 490
BeamSplitters IDPotentialFilter 29	Plate
BeamSplitters IDPotentialFilter 3	NFT 490
BeamSplitters IDPotentialFilter 30	None
BeamSplitters IDPotentialFilter 31	HFT 405/488/543
BeamSplitters IDPotentialFilter 32	NFT 545
BeamSplitters IDPotentialFilter 33	NFT 490
BeamSplitters IDPotentialFilter 34	Plate
BeamSplitters IDPotentialFilter 35	None
BeamSplitters IDPotentialFilter 36	HFT 405/488/543
BeamSplitters IDPotentialFilter 37	NFT 545
BeamSplitters IDPotentialFilter 38	NFT 490
BeamSplitters IDPotentialFilter 39	Plate
BeamSplitters IDPotentialFilter 4	Plate
BeamSplitters IDPotentialFilter 40	None
BeamSplitters IDPotentialFilter 41	HFT 405/488/543
BeamSplitters IDPotentialFilter 42	NFT 545
BeamSplitters IDPotentialFilter 43	NFT 490
BeamSplitters IDPotentialFilter 44	Plate
BeamSplitters IDPotentialFilter 45	None
BeamSplitters IDPotentialFilter 46	HFT 405/488/543
BeamSplitters IDPotentialFilter 47	NFT 545
BeamSplitters IDPotentialFilter 48	NFT 490
BeamSplitters IDPotentialFilter 49	Plate
BeamSplitters IDPotentialFilter 5	None
BeamSplitters IDPotentialFilter 50	None
BeamSplitters IDPotentialFilter 51	HFT 405/488/543
BeamSplitters IDPotentialFilter 52	NFT 545
BeamSplitters IDPotentialFilter 53	NFT 490
BeamSplitters IDPotentialFilter 54	Plate
BeamSplitters IDPotentialFilter 55	None
BeamSplitters IDPotentialFilter 56	HFT 405/488/543
BeamSplitters IDPotentialFilter 57	NFT 545
BeamSplitters IDPotentialFilter 58	NFT 490
BeamSplitters IDPotentialFilter 59	Plate
BeamSplitters IDPotentialFilter 6	HFT 405/488/543
BeamSplitters IDPotentialFilter 60	None
BeamSplitters IDPotentialFilter 61	HFT 405/488/543
BeamSplitters IDPotentialFilter 62	NFT 545
BeamSplitters IDPotentialFilter 63	NFT 490
BeamSplitters IDPotentialFilter 64	Plate
BeamSplitters IDPotentialFilter 65	None
BeamSplitters IDPotentialFilter 66	HFT 405/488/543
BeamSplitters IDPotentialFilter 67	NFT 545
BeamSplitters IDPotentialFilter 68	NFT 490
BeamSplitters IDPotentialFilter 69	Plate
BeamSplitters IDPotentialFilter 7	NFT 545
BeamSplitters IDPotentialFilter 70	None
BeamSplitters IDPotentialFilter 71	HFT 405/488/543
BeamSplitters IDPotentialFilter 72	NFT 545
BeamSplitters IDPotentialFilter 73	NFT 490
BeamSplitters IDPotentialFilter 74	Plate
BeamSplitters IDPotentialFilter 75	None
BeamSplitters IDPotentialFilter 76	HFT 405/488/543
BeamSplitters IDPotentialFilter 77	NFT 545
BeamSplitters IDPotentialFilter 78	NFT 490
BeamSplitters IDPotentialFilter 79	Plate
BeamSplitters IDPotentialFilter 8	NFT 490
BeamSplitters IDPotentialFilter 80	None
BeamSplitters IDPotentialFilter 81	HFT 405/488/543
BeamSplitters IDPotentialFilter 82	NFT 545
BeamSplitters IDPotentialFilter 83	NFT 490
BeamSplitters IDPotentialFilter 84	Plate
BeamSplitters IDPotentialFilter 85	None
BeamSplitters IDPotentialFilter 86	HFT 405/488/543
BeamSplitters IDPotentialFilter 87	NFT 545
BeamSplitters IDPotentialFilter 88	NFT 490
BeamSplitters IDPotentialFilter 89	Plate
BeamSplitters IDPotentialFilter 9	Plate
BeamSplitters IDPotentialFilter 90	None
BeamSplitters IDPotentialFilter 91	HFT 405/488/543
BeamSplitters IDPotentialFilter 92	NFT 545
BeamSplitters IDPotentialFilter 93	NFT 490
BeamSplitters IDPotentialFilter 94	Plate
BeamSplitters IDPotentialFilter 95	None
BeamSplitters IDPotentialFilter 96	HFT 405/488/543
BeamSplitters IDPotentialFilter 97	NFT 545
BeamSplitters IDPotentialFilter 98	NFT 490
BeamSplitters IDPotentialFilter 99	Plate
BeamSplitters IDTrack 1	1
BeamSplitters IDTrack 10	4
BeamSplitters IDTrack 100	34
BeamSplitters IDTrack 101	35
BeamSplitters IDTrack 102	35
BeamSplitters IDTrack 103	35
BeamSplitters IDTrack 104	35
BeamSplitters IDTrack 105	35
BeamSplitters IDTrack 106	36
BeamSplitters IDTrack 107	36
BeamSplitters IDTrack 108	36
BeamSplitters IDTrack 109	36
BeamSplitters IDTrack 11	5
BeamSplitters IDTrack 110	36
BeamSplitters IDTrack 111	39
BeamSplitters IDTrack 112	39
BeamSplitters IDTrack 113	39
BeamSplitters IDTrack 114	39
BeamSplitters IDTrack 115	39
BeamSplitters IDTrack 116	40
BeamSplitters IDTrack 117	40
BeamSplitters IDTrack 118	40
BeamSplitters IDTrack 119	40
BeamSplitters IDTrack 12	5
BeamSplitters IDTrack 120	40
BeamSplitters IDTrack 121	41
BeamSplitters IDTrack 122	41
BeamSplitters IDTrack 123	41
BeamSplitters IDTrack 124	41
BeamSplitters IDTrack 125	41
BeamSplitters IDTrack 126	44
BeamSplitters IDTrack 127	44
BeamSplitters IDTrack 128	44
BeamSplitters IDTrack 129	44
BeamSplitters IDTrack 13	5
BeamSplitters IDTrack 130	44
BeamSplitters IDTrack 131	45
BeamSplitters IDTrack 132	45
BeamSplitters IDTrack 133	45
BeamSplitters IDTrack 134	45
BeamSplitters IDTrack 135	45
BeamSplitters IDTrack 136	46
BeamSplitters IDTrack 137	46
BeamSplitters IDTrack 138	46
BeamSplitters IDTrack 139	46
BeamSplitters IDTrack 14	5
BeamSplitters IDTrack 140	46
BeamSplitters IDTrack 141	49
BeamSplitters IDTrack 142	49
BeamSplitters IDTrack 143	49
BeamSplitters IDTrack 144	49
BeamSplitters IDTrack 145	49
BeamSplitters IDTrack 146	50
BeamSplitters IDTrack 147	50
BeamSplitters IDTrack 148	50
BeamSplitters IDTrack 149	50
BeamSplitters IDTrack 15	5
BeamSplitters IDTrack 150	50
BeamSplitters IDTrack 151	51
BeamSplitters IDTrack 152	51
BeamSplitters IDTrack 153	51
BeamSplitters IDTrack 154	51
BeamSplitters IDTrack 155	51
BeamSplitters IDTrack 156	54
BeamSplitters IDTrack 157	54
BeamSplitters IDTrack 158	54
BeamSplitters IDTrack 159	54
BeamSplitters IDTrack 16	6
BeamSplitters IDTrack 160	54
BeamSplitters IDTrack 161	55
BeamSplitters IDTrack 162	55
BeamSplitters IDTrack 163	55
BeamSplitters IDTrack 164	55
BeamSplitters IDTrack 165	55
BeamSplitters IDTrack 166	56
BeamSplitters IDTrack 167	56
BeamSplitters IDTrack 168	56
BeamSplitters IDTrack 169	56
BeamSplitters IDTrack 17	6
BeamSplitters IDTrack 170	56
BeamSplitters IDTrack 171	59
BeamSplitters IDTrack 172	59
BeamSplitters IDTrack 173	59
BeamSplitters IDTrack 174	59
BeamSplitters IDTrack 175	59
BeamSplitters IDTrack 176	60
BeamSplitters IDTrack 177	60
BeamSplitters IDTrack 178	60
BeamSplitters IDTrack 179	60
BeamSplitters IDTrack 18	6
BeamSplitters IDTrack 180	60
BeamSplitters IDTrack 19	6
BeamSplitters IDTrack 2	1
BeamSplitters IDTrack 20	6
BeamSplitters IDTrack 21	9
BeamSplitters IDTrack 22	9
BeamSplitters IDTrack 23	9
BeamSplitters IDTrack 24	9
BeamSplitters IDTrack 25	9
BeamSplitters IDTrack 26	10
BeamSplitters IDTrack 27	10
BeamSplitters IDTrack 28	10
BeamSplitters IDTrack 29	10
BeamSplitters IDTrack 3	1
BeamSplitters IDTrack 30	10
BeamSplitters IDTrack 31	11
BeamSplitters IDTrack 32	11
BeamSplitters IDTrack 33	11
BeamSplitters IDTrack 34	11
BeamSplitters IDTrack 35	11
BeamSplitters IDTrack 36	14
BeamSplitters IDTrack 37	14
BeamSplitters IDTrack 38	14
BeamSplitters IDTrack 39	14
BeamSplitters IDTrack 4	1
BeamSplitters IDTrack 40	14
BeamSplitters IDTrack 41	15
BeamSplitters IDTrack 42	15
BeamSplitters IDTrack 43	15
BeamSplitters IDTrack 44	15
BeamSplitters IDTrack 45	15
BeamSplitters IDTrack 46	16
BeamSplitters IDTrack 47	16
BeamSplitters IDTrack 48	16
BeamSplitters IDTrack 49	16
BeamSplitters IDTrack 5	1
BeamSplitters IDTrack 50	16
BeamSplitters IDTrack 51	19
BeamSplitters IDTrack 52	19
BeamSplitters IDTrack 53	19
BeamSplitters IDTrack 54	19
BeamSplitters IDTrack 55	19
BeamSplitters IDTrack 56	20
BeamSplitters IDTrack 57	20
BeamSplitters IDTrack 58	20
BeamSplitters IDTrack 59	20
BeamSplitters IDTrack 6	4
BeamSplitters IDTrack 60	20
BeamSplitters IDTrack 61	21
BeamSplitters IDTrack 62	21
BeamSplitters IDTrack 63	21
BeamSplitters IDTrack 64	21
BeamSplitters IDTrack 65	21
BeamSplitters IDTrack 66	24
BeamSplitters IDTrack 67	24
BeamSplitters IDTrack 68	24
BeamSplitters IDTrack 69	24
BeamSplitters IDTrack 7	4
BeamSplitters IDTrack 70	24
BeamSplitters IDTrack 71	25
BeamSplitters IDTrack 72	25
BeamSplitters IDTrack 73	25
BeamSplitters IDTrack 74	25
BeamSplitters IDTrack 75	25
BeamSplitters IDTrack 76	26
BeamSplitters IDTrack 77	26
BeamSplitters IDTrack 78	26
BeamSplitters IDTrack 79	26
BeamSplitters IDTrack 8	4
BeamSplitters IDTrack 80	26
BeamSplitters IDTrack 81	29
BeamSplitters IDTrack 82	29
BeamSplitters IDTrack 83	29
BeamSplitters IDTrack 84	29
BeamSplitters IDTrack 85	29
BeamSplitters IDTrack 86	30
BeamSplitters IDTrack 87	30
BeamSplitters IDTrack 88	30
BeamSplitters IDTrack 89	30
BeamSplitters IDTrack 9	4
BeamSplitters IDTrack 90	30
BeamSplitters IDTrack 91	31
BeamSplitters IDTrack 92	31
BeamSplitters IDTrack 93	31
BeamSplitters IDTrack 94	31
BeamSplitters IDTrack 95	31
BeamSplitters IDTrack 96	34
BeamSplitters IDTrack 97	34
BeamSplitters IDTrack 98	34
BeamSplitters IDTrack 99	34
BeamSplitters Name 1	HT
BeamSplitters Name 10	FW1
BeamSplitters Name 100	FW1
BeamSplitters Name 101	HT
BeamSplitters Name 102	NT1
BeamSplitters Name 103	NT2
BeamSplitters Name 104	NT3
BeamSplitters Name 105	FW1
BeamSplitters Name 106	HT
BeamSplitters Name 107	NT1
BeamSplitters Name 108	NT2
BeamSplitters Name 109	NT3
BeamSplitters Name 11	HT
BeamSplitters Name 110	FW1
BeamSplitters Name 111	HT
BeamSplitters Name 112	NT1
BeamSplitters Name 113	NT2
BeamSplitters Name 114	NT3
BeamSplitters Name 115	FW1
BeamSplitters Name 116	HT
BeamSplitters Name 117	NT1
BeamSplitters Name 118	NT2
BeamSplitters Name 119	NT3
BeamSplitters Name 12	NT1
BeamSplitters Name 120	FW1
BeamSplitters Name 121	HT
BeamSplitters Name 122	NT1
BeamSplitters Name 123	NT2
BeamSplitters Name 124	NT3
BeamSplitters Name 125	FW1
BeamSplitters Name 126	HT
BeamSplitters Name 127	NT1
BeamSplitters Name 128	NT2
BeamSplitters Name 129	NT3
BeamSplitters Name 13	NT2
BeamSplitters Name 130	FW1
BeamSplitters Name 131	HT
BeamSplitters Name 132	NT1
BeamSplitters Name 133	NT2
BeamSplitters Name 134	NT3
BeamSplitters Name 135	FW1
BeamSplitters Name 136	HT
BeamSplitters Name 137	NT1
BeamSplitters Name 138	NT2
BeamSplitters Name 139	NT3
BeamSplitters Name 14	NT3
BeamSplitters Name 140	FW1
BeamSplitters Name 141	HT
BeamSplitters Name 142	NT1
BeamSplitters Name 143	NT2
BeamSplitters Name 144	NT3
BeamSplitters Name 145	FW1
BeamSplitters Name 146	HT
BeamSplitters Name 147	NT1
BeamSplitters Name 148	NT2
BeamSplitters Name 149	NT3
BeamSplitters Name 15	FW1
BeamSplitters Name 150	FW1
BeamSplitters Name 151	HT
BeamSplitters Name 152	NT1
BeamSplitters Name 153	NT2
BeamSplitters Name 154	NT3
BeamSplitters Name 155	FW1
BeamSplitters Name 156	HT
BeamSplitters Name 157	NT1
BeamSplitters Name 158	NT2
BeamSplitters Name 159	NT3
BeamSplitters Name 16	HT
BeamSplitters Name 160	FW1
BeamSplitters Name 161	HT
BeamSplitters Name 162	NT1
BeamSplitters Name 163	NT2
BeamSplitters Name 164	NT3
BeamSplitters Name 165	FW1
BeamSplitters Name 166	HT
BeamSplitters Name 167	NT1
BeamSplitters Name 168	NT2
BeamSplitters Name 169	NT3
BeamSplitters Name 17	NT1
BeamSplitters Name 170	FW1
BeamSplitters Name 171	HT
BeamSplitters Name 172	NT1
BeamSplitters Name 173	NT2
BeamSplitters Name 174	NT3
BeamSplitters Name 175	FW1
BeamSplitters Name 176	HT
BeamSplitters Name 177	NT1
BeamSplitters Name 178	NT2
BeamSplitters Name 179	NT3
BeamSplitters Name 18	NT2
BeamSplitters Name 180	FW1
BeamSplitters Name 19	NT3
BeamSplitters Name 2	NT1
BeamSplitters Name 20	FW1
BeamSplitters Name 21	HT
BeamSplitters Name 22	NT1
BeamSplitters Name 23	NT2
BeamSplitters Name 24	NT3
BeamSplitters Name 25	FW1
BeamSplitters Name 26	HT
BeamSplitters Name 27	NT1
BeamSplitters Name 28	NT2
BeamSplitters Name 29	NT3
BeamSplitters Name 3	NT2
BeamSplitters Name 30	FW1
BeamSplitters Name 31	HT
BeamSplitters Name 32	NT1
BeamSplitters Name 33	NT2
BeamSplitters Name 34	NT3
BeamSplitters Name 35	FW1
BeamSplitters Name 36	HT
BeamSplitters Name 37	NT1
BeamSplitters Name 38	NT2
BeamSplitters Name 39	NT3
BeamSplitters Name 4	NT3
BeamSplitters Name 40	FW1
BeamSplitters Name 41	HT
BeamSplitters Name 42	NT1
BeamSplitters Name 43	NT2
BeamSplitters Name 44	NT3
BeamSplitters Name 45	FW1
BeamSplitters Name 46	HT
BeamSplitters Name 47	NT1
BeamSplitters Name 48	NT2
BeamSplitters Name 49	NT3
BeamSplitters Name 5	FW1
BeamSplitters Name 50	FW1
BeamSplitters Name 51	HT
BeamSplitters Name 52	NT1
BeamSplitters Name 53	NT2
BeamSplitters Name 54	NT3
BeamSplitters Name 55	FW1
BeamSplitters Name 56	HT
BeamSplitters Name 57	NT1
BeamSplitters Name 58	NT2
BeamSplitters Name 59	NT3
BeamSplitters Name 6	HT
BeamSplitters Name 60	FW1
BeamSplitters Name 61	HT
BeamSplitters Name 62	NT1
BeamSplitters Name 63	NT2
BeamSplitters Name 64	NT3
BeamSplitters Name 65	FW1
BeamSplitters Name 66	HT
BeamSplitters Name 67	NT1
BeamSplitters Name 68	NT2
BeamSplitters Name 69	NT3
BeamSplitters Name 7	NT1
BeamSplitters Name 70	FW1
BeamSplitters Name 71	HT
BeamSplitters Name 72	NT1
BeamSplitters Name 73	NT2
BeamSplitters Name 74	NT3
BeamSplitters Name 75	FW1
BeamSplitters Name 76	HT
BeamSplitters Name 77	NT1
BeamSplitters Name 78	NT2
BeamSplitters Name 79	NT3
BeamSplitters Name 8	NT2
BeamSplitters Name 80	FW1
BeamSplitters Name 81	HT
BeamSplitters Name 82	NT1
BeamSplitters Name 83	NT2
BeamSplitters Name 84	NT3
BeamSplitters Name 85	FW1
BeamSplitters Name 86	HT
BeamSplitters Name 87	NT1
BeamSplitters Name 88	NT2
BeamSplitters Name 89	NT3
BeamSplitters Name 9	NT3
BeamSplitters Name 90	FW1
BeamSplitters Name 91	HT
BeamSplitters Name 92	NT1
BeamSplitters Name 93	NT2
BeamSplitters Name 94	NT3
BeamSplitters Name 95	FW1
BeamSplitters Name 96	HT
BeamSplitters Name 97	NT1
BeamSplitters Name 98	NT2
BeamSplitters Name 99	NT3
DataChannels Acquire 1	1
DataChannels Acquire 10	0
DataChannels Acquire 100	1
DataChannels Acquire 101	0
DataChannels Acquire 102	0
DataChannels Acquire 103	0
DataChannels Acquire 104	0
DataChannels Acquire 105	0
DataChannels Acquire 106	0
DataChannels Acquire 107	0
DataChannels Acquire 108	0
DataChannels Acquire 109	0
DataChannels Acquire 11	0
DataChannels Acquire 110	0
DataChannels Acquire 111	0
DataChannels Acquire 112	0
DataChannels Acquire 113	1
DataChannels Acquire 114	0
DataChannels Acquire 115	1
DataChannels Acquire 116	0
DataChannels Acquire 117	0
DataChannels Acquire 118	0
DataChannels Acquire 119	0
DataChannels Acquire 12	0
DataChannels Acquire 120	0
DataChannels Acquire 121	0
DataChannels Acquire 122	0
DataChannels Acquire 123	0
DataChannels Acquire 124	0
DataChannels Acquire 125	0
DataChannels Acquire 126	0
DataChannels Acquire 127	0
DataChannels Acquire 128	0
DataChannels Acquire 129	0
DataChannels Acquire 13	0
DataChannels Acquire 130	0
DataChannels Acquire 131	0
DataChannels Acquire 132	0
DataChannels Acquire 133	0
DataChannels Acquire 134	0
DataChannels Acquire 135	0
DataChannels Acquire 136	0
DataChannels Acquire 137	0
DataChannels Acquire 138	1
DataChannels Acquire 139	0
DataChannels Acquire 14	0
DataChannels Acquire 140	0
DataChannels Acquire 141	0
DataChannels Acquire 142	0
DataChannels Acquire 143	0
DataChannels Acquire 144	0
DataChannels Acquire 145	0
DataChannels Acquire 146	0
DataChannels Acquire 147	0
DataChannels Acquire 148	0
DataChannels Acquire 149	0
DataChannels Acquire 15	0
DataChannels Acquire 150	0
DataChannels Acquire 151	1
DataChannels Acquire 152	0
DataChannels Acquire 153	1
DataChannels Acquire 154	0
DataChannels Acquire 155	0
DataChannels Acquire 156	0
DataChannels Acquire 157	0
DataChannels Acquire 158	0
DataChannels Acquire 159	0
DataChannels Acquire 16	0
DataChannels Acquire 160	0
DataChannels Acquire 161	0
DataChannels Acquire 162	0
DataChannels Acquire 163	0
DataChannels Acquire 164	0
DataChannels Acquire 165	0
DataChannels Acquire 166	0
DataChannels Acquire 167	0
DataChannels Acquire 168	0
DataChannels Acquire 169	0
DataChannels Acquire 17	0
DataChannels Acquire 170	0
DataChannels Acquire 171	0
DataChannels Acquire 172	0
DataChannels Acquire 173	0
DataChannels Acquire 174	0
DataChannels Acquire 175	0
DataChannels Acquire 176	1
DataChannels Acquire 177	0
DataChannels Acquire 178	0
DataChannels Acquire 179	0
DataChannels Acquire 18	0
DataChannels Acquire 180	0
DataChannels Acquire 181	0
DataChannels Acquire 182	0
DataChannels Acquire 183	0
DataChannels Acquire 184	0
DataChannels Acquire 185	0
DataChannels Acquire 186	0
DataChannels Acquire 187	0
DataChannels Acquire 188	0
DataChannels Acquire 189	1
DataChannels Acquire 19	0
DataChannels Acquire 190	0
DataChannels Acquire 191	1
DataChannels Acquire 192	0
DataChannels Acquire 193	0
DataChannels Acquire 194	0
DataChannels Acquire 195	0
DataChannels Acquire 196	0
DataChannels Acquire 197	0
DataChannels Acquire 198	0
DataChannels Acquire 199	0
DataChannels Acquire 2	0
DataChannels Acquire 20	0
DataChannels Acquire 200	0
DataChannels Acquire 201	0
DataChannels Acquire 202	0
DataChannels Acquire 203	0
DataChannels Acquire 204	0
DataChannels Acquire 205	0
DataChannels Acquire 206	0
DataChannels Acquire 207	0
DataChannels Acquire 208	0
DataChannels Acquire 209	0
DataChannels Acquire 21	0
DataChannels Acquire 210	0
DataChannels Acquire 211	0
DataChannels Acquire 212	0
DataChannels Acquire 213	0
DataChannels Acquire 214	1
DataChannels Acquire 215	0
DataChannels Acquire 216	0
DataChannels Acquire 217	0
DataChannels Acquire 218	0
DataChannels Acquire 219	0
DataChannels Acquire 22	0
DataChannels Acquire 220	0
DataChannels Acquire 221	0
DataChannels Acquire 222	0
DataChannels Acquire 223	0
DataChannels Acquire 224	0
DataChannels Acquire 225	0
DataChannels Acquire 226	0
DataChannels Acquire 227	1
DataChannels Acquire 228	0
DataChannels Acquire 229	1
DataChannels Acquire 23	0
DataChannels Acquire 230	0
DataChannels Acquire 231	0
DataChannels Acquire 232	0
DataChannels Acquire 233	0
DataChannels Acquire 234	0
DataChannels Acquire 235	0
DataChannels Acquire 236	0
DataChannels Acquire 237	0
DataChannels Acquire 238	0
DataChannels Acquire 239	0
DataChannels Acquire 24	1
DataChannels Acquire 240	0
DataChannels Acquire 241	0
DataChannels Acquire 242	0
DataChannels Acquire 243	0
DataChannels Acquire 244	0
DataChannels Acquire 245	0
DataChannels Acquire 246	0
DataChannels Acquire 247	0
DataChannels Acquire 248	0
DataChannels Acquire 249	0
DataChannels Acquire 25	0
DataChannels Acquire 250	0
DataChannels Acquire 251	0
DataChannels Acquire 252	1
DataChannels Acquire 253	0
DataChannels Acquire 254	0
DataChannels Acquire 255	0
DataChannels Acquire 256	0
DataChannels Acquire 257	0
DataChannels Acquire 258	0
DataChannels Acquire 259	0
DataChannels Acquire 26	0
DataChannels Acquire 260	0
DataChannels Acquire 261	0
DataChannels Acquire 262	0
DataChannels Acquire 263	0
DataChannels Acquire 264	0
DataChannels Acquire 265	1
DataChannels Acquire 266	0
DataChannels Acquire 267	1
DataChannels Acquire 268	0
DataChannels Acquire 269	0
DataChannels Acquire 27	0
DataChannels Acquire 270	0
DataChannels Acquire 271	0
DataChannels Acquire 272	0
DataChannels Acquire 273	0
DataChannels Acquire 274	0
DataChannels Acquire 275	0
DataChannels Acquire 276	0
DataChannels Acquire 277	0
DataChannels Acquire 278	0
DataChannels Acquire 279	0
DataChannels Acquire 28	0
DataChannels Acquire 280	0
DataChannels Acquire 281	0
DataChannels Acquire 282	0
DataChannels Acquire 283	0
DataChannels Acquire 284	0
DataChannels Acquire 285	0
DataChannels Acquire 286	0
DataChannels Acquire 287	0
DataChannels Acquire 288	0
DataChannels Acquire 289	0
DataChannels Acquire 29	0
DataChannels Acquire 290	1
DataChannels Acquire 291	0
DataChannels Acquire 292	0
DataChannels Acquire 293	0
DataChannels Acquire 294	0
DataChannels Acquire 295	0
DataChannels Acquire 296	0
DataChannels Acquire 297	0
DataChannels Acquire 298	0
DataChannels Acquire 299	0
DataChannels Acquire 3	0
DataChannels Acquire 30	0
DataChannels Acquire 300	0
DataChannels Acquire 301	0
DataChannels Acquire 302	0
DataChannels Acquire 303	1
DataChannels Acquire 304	0
DataChannels Acquire 305	1
DataChannels Acquire 306	0
DataChannels Acquire 307	0
DataChannels Acquire 308	0
DataChannels Acquire 309	0
DataChannels Acquire 31	0
DataChannels Acquire 310	0
DataChannels Acquire 311	0
DataChannels Acquire 312	0
DataChannels Acquire 313	0
DataChannels Acquire 314	0
DataChannels Acquire 315	0
DataChannels Acquire 316	0
DataChannels Acquire 317	0
DataChannels Acquire 318	0
DataChannels Acquire 319	0
DataChannels Acquire 32	0
DataChannels Acquire 320	0
DataChannels Acquire 321	0
DataChannels Acquire 322	0
DataChannels Acquire 323	0
DataChannels Acquire 324	0
DataChannels Acquire 325	0
DataChannels Acquire 326	0
DataChannels Acquire 327	0
DataChannels Acquire 328	1
DataChannels Acquire 329	0
DataChannels Acquire 33	0
DataChannels Acquire 330	0
DataChannels Acquire 331	0
DataChannels Acquire 332	0
DataChannels Acquire 333	0
DataChannels Acquire 334	0
DataChannels Acquire 335	0
DataChannels Acquire 336	0
DataChannels Acquire 337	0
DataChannels Acquire 338	0
DataChannels Acquire 339	0
DataChannels Acquire 34	0
DataChannels Acquire 340	0
DataChannels Acquire 341	1
DataChannels Acquire 342	0
DataChannels Acquire 343	1
DataChannels Acquire 344	0
DataChannels Acquire 345	0
DataChannels Acquire 346	0
DataChannels Acquire 347	0
DataChannels Acquire 348	0
DataChannels Acquire 349	0
DataChannels Acquire 35	0
DataChannels Acquire 350	0
DataChannels Acquire 351	0
DataChannels Acquire 352	0
DataChannels Acquire 353	0
DataChannels Acquire 354	0
DataChannels Acquire 355	0
DataChannels Acquire 356	0
DataChannels Acquire 357	0
DataChannels Acquire 358	0
DataChannels Acquire 359	0
DataChannels Acquire 36	0
DataChannels Acquire 360	0
DataChannels Acquire 361	0
DataChannels Acquire 362	0
DataChannels Acquire 363	0
DataChannels Acquire 364	0
DataChannels Acquire 365	0
DataChannels Acquire 366	1
DataChannels Acquire 367	0
DataChannels Acquire 368	0
DataChannels Acquire 369	0
DataChannels Acquire 37	1
DataChannels Acquire 370	0
DataChannels Acquire 371	0
DataChannels Acquire 372	0
DataChannels Acquire 373	0
DataChannels Acquire 374	0
DataChannels Acquire 375	0
DataChannels Acquire 376	0
DataChannels Acquire 377	0
DataChannels Acquire 378	0
DataChannels Acquire 379	1
DataChannels Acquire 38	0
DataChannels Acquire 380	0
DataChannels Acquire 381	1
DataChannels Acquire 382	0
DataChannels Acquire 383	0
DataChannels Acquire 384	0
DataChannels Acquire 385	0
DataChannels Acquire 386	0
DataChannels Acquire 387	0
DataChannels Acquire 388	0
DataChannels Acquire 389	0
DataChannels Acquire 39	1
DataChannels Acquire 390	0
DataChannels Acquire 391	0
DataChannels Acquire 392	0
DataChannels Acquire 393	0
DataChannels Acquire 394	0
DataChannels Acquire 395	0
DataChannels Acquire 396	0
DataChannels Acquire 397	0
DataChannels Acquire 398	0
DataChannels Acquire 399	0
DataChannels Acquire 4	0
DataChannels Acquire 40	0
DataChannels Acquire 400	0
DataChannels Acquire 401	0
DataChannels Acquire 402	0
DataChannels Acquire 403	0
DataChannels Acquire 404	1
DataChannels Acquire 405	0
DataChannels Acquire 406	0
DataChannels Acquire 407	0
DataChannels Acquire 408	0
DataChannels Acquire 409	0
DataChannels Acquire 41	0
DataChannels Acquire 410	0
DataChannels Acquire 411	0
DataChannels Acquire 412	0
DataChannels Acquire 413	0
DataChannels Acquire 414	0
DataChannels Acquire 415	0
DataChannels Acquire 416	0
DataChannels Acquire 417	1
DataChannels Acquire 418	0
DataChannels Acquire 419	1
DataChannels Acquire 42	0
DataChannels Acquire 420	0
DataChannels Acquire 421	0
DataChannels Acquire 422	0
DataChannels Acquire 423	0
DataChannels Acquire 424	0
DataChannels Acquire 425	0
DataChannels Acquire 426	0
DataChannels Acquire 427	0
DataChannels Acquire 428	0
DataChannels Acquire 429	0
DataChannels Acquire 43	0
DataChannels Acquire 430	0
DataChannels Acquire 431	0
DataChannels Acquire 432	0
DataChannels Acquire 433	0
DataChannels Acquire 434	0
DataChannels Acquire 435	0
DataChannels Acquire 436	0
DataChannels Acquire 437	0
DataChannels Acquire 438	0
DataChannels Acquire 439	0
DataChannels Acquire 44	0
DataChannels Acquire 440	0
DataChannels Acquire 441	0
DataChannels Acquire 442	1
DataChannels Acquire 443	0
DataChannels Acquire 444	0
DataChannels Acquire 445	0
DataChannels Acquire 446	0
DataChannels Acquire 447	0
DataChannels Acquire 448	0
DataChannels Acquire 449	0
DataChannels Acquire 45	0
DataChannels Acquire 450	0
DataChannels Acquire 451	0
DataChannels Acquire 452	0
DataChannels Acquire 453	0
DataChannels Acquire 454	0
DataChannels Acquire 455	1
DataChannels Acquire 456	0
DataChannels Acquire 46	0
DataChannels Acquire 47	0
DataChannels Acquire 48	0
DataChannels Acquire 49	0
DataChannels Acquire 5	0
DataChannels Acquire 50	0
DataChannels Acquire 51	0
DataChannels Acquire 52	0
DataChannels Acquire 53	0
DataChannels Acquire 54	0
DataChannels Acquire 55	0
DataChannels Acquire 56	0
DataChannels Acquire 57	0
DataChannels Acquire 58	0
DataChannels Acquire 59	0
DataChannels Acquire 6	0
DataChannels Acquire 60	0
DataChannels Acquire 61	0
DataChannels Acquire 62	1
DataChannels Acquire 63	0
DataChannels Acquire 64	0
DataChannels Acquire 65	0
DataChannels Acquire 66	0
DataChannels Acquire 67	0
DataChannels Acquire 68	0
DataChannels Acquire 69	0
DataChannels Acquire 7	0
DataChannels Acquire 70	0
DataChannels Acquire 71	0
DataChannels Acquire 72	0
DataChannels Acquire 73	0
DataChannels Acquire 74	0
DataChannels Acquire 75	1
DataChannels Acquire 76	0
DataChannels Acquire 77	1
DataChannels Acquire 78	0
DataChannels Acquire 79	0
DataChannels Acquire 8	0
DataChannels Acquire 80	0
DataChannels Acquire 81	0
DataChannels Acquire 82	0
DataChannels Acquire 83	0
DataChannels Acquire 84	0
DataChannels Acquire 85	0
DataChannels Acquire 86	0
DataChannels Acquire 87	0
DataChannels Acquire 88	0
DataChannels Acquire 89	0
DataChannels Acquire 9	0
DataChannels Acquire 90	0
DataChannels Acquire 91	0
DataChannels Acquire 92	0
DataChannels Acquire 93	0
DataChannels Acquire 94	0
DataChannels Acquire 95	0
DataChannels Acquire 96	0
DataChannels Acquire 97	0
DataChannels Acquire 98	0
DataChannels Acquire 99	0
DataChannels BitsPerSample 1	8
DataChannels BitsPerSample 10	8
DataChannels BitsPerSample 100	8
DataChannels BitsPerSample 101	8
DataChannels BitsPerSample 102	8
DataChannels BitsPerSample 103	8
DataChannels BitsPerSample 104	8
DataChannels BitsPerSample 105	8
DataChannels BitsPerSample 106	8
DataChannels BitsPerSample 107	8
DataChannels BitsPerSample 108	8
DataChannels BitsPerSample 109	8
DataChannels BitsPerSample 11	8
DataChannels BitsPerSample 110	8
DataChannels BitsPerSample 111	8
DataChannels BitsPerSample 112	8
DataChannels BitsPerSample 113	8
DataChannels BitsPerSample 114	8
DataChannels BitsPerSample 115	8
DataChannels BitsPerSample 116	8
DataChannels BitsPerSample 117	8
DataChannels BitsPerSample 118	8
DataChannels BitsPerSample 119	8
DataChannels BitsPerSample 12	8
DataChannels BitsPerSample 120	8
DataChannels BitsPerSample 121	8
DataChannels BitsPerSample 122	8
DataChannels BitsPerSample 123	8
DataChannels BitsPerSample 124	8
DataChannels BitsPerSample 125	8
DataChannels BitsPerSample 126	8
DataChannels BitsPerSample 127	8
DataChannels BitsPerSample 128	8
DataChannels BitsPerSample 129	8
DataChannels BitsPerSample 13	8
DataChannels BitsPerSample 130	8
DataChannels BitsPerSample 131	8
DataChannels BitsPerSample 132	8
DataChannels BitsPerSample 133	8
DataChannels BitsPerSample 134	8
DataChannels BitsPerSample 135	8
DataChannels BitsPerSample 136	8
DataChannels BitsPerSample 137	8
DataChannels BitsPerSample 138	8
DataChannels BitsPerSample 139	8
DataChannels BitsPerSample 14	8
DataChannels BitsPerSample 140	8
DataChannels BitsPerSample 141	8
DataChannels BitsPerSample 142	8
DataChannels BitsPerSample 143	8
DataChannels BitsPerSample 144	8
DataChannels BitsPerSample 145	8
DataChannels BitsPerSample 146	8
DataChannels BitsPerSample 147	8
DataChannels BitsPerSample 148	8
DataChannels BitsPerSample 149	8
DataChannels BitsPerSample 15	8
DataChannels BitsPerSample 150	8
DataChannels BitsPerSample 151	8
DataChannels BitsPerSample 152	8
DataChannels BitsPerSample 153	8
DataChannels BitsPerSample 154	8
DataChannels BitsPerSample 155	8
DataChannels BitsPerSample 156	8
DataChannels BitsPerSample 157	8
DataChannels BitsPerSample 158	8
DataChannels BitsPerSample 159	8
DataChannels BitsPerSample 16	8
DataChannels BitsPerSample 160	8
DataChannels BitsPerSample 161	8
DataChannels BitsPerSample 162	8
DataChannels BitsPerSample 163	8
DataChannels BitsPerSample 164	8
DataChannels BitsPerSample 165	8
DataChannels BitsPerSample 166	8
DataChannels BitsPerSample 167	8
DataChannels BitsPerSample 168	8
DataChannels BitsPerSample 169	8
DataChannels BitsPerSample 17	8
DataChannels BitsPerSample 170	8
DataChannels BitsPerSample 171	8
DataChannels BitsPerSample 172	8
DataChannels BitsPerSample 173	8
DataChannels BitsPerSample 174	8
DataChannels BitsPerSample 175	8
DataChannels BitsPerSample 176	8
DataChannels BitsPerSample 177	8
DataChannels BitsPerSample 178	8
DataChannels BitsPerSample 179	8
DataChannels BitsPerSample 18	8
DataChannels BitsPerSample 180	8
DataChannels BitsPerSample 181	8
DataChannels BitsPerSample 182	8
DataChannels BitsPerSample 183	8
DataChannels BitsPerSample 184	8
DataChannels BitsPerSample 185	8
DataChannels BitsPerSample 186	8
DataChannels BitsPerSample 187	8
DataChannels BitsPerSample 188	8
DataChannels BitsPerSample 189	8
DataChannels BitsPerSample 19	8
DataChannels BitsPerSample 190	8
DataChannels BitsPerSample 191	8
DataChannels BitsPerSample 192	8
DataChannels BitsPerSample 193	8
DataChannels BitsPerSample 194	8
DataChannels BitsPerSample 195	8
DataChannels BitsPerSample 196	8
DataChannels BitsPerSample 197	8
DataChannels BitsPerSample 198	8
DataChannels BitsPerSample 199	8
DataChannels BitsPerSample 2	8
DataChannels BitsPerSample 20	8
DataChannels BitsPerSample 200	8
DataChannels BitsPerSample 201	8
DataChannels BitsPerSample 202	8
DataChannels BitsPerSample 203	8
DataChannels BitsPerSample 204	8
DataChannels BitsPerSample 205	8
DataChannels BitsPerSample 206	8
DataChannels BitsPerSample 207	8
DataChannels BitsPerSample 208	8
DataChannels BitsPerSample 209	8
DataChannels BitsPerSample 21	8
DataChannels BitsPerSample 210	8
DataChannels BitsPerSample 211	8
DataChannels BitsPerSample 212	8
DataChannels BitsPerSample 213	8
DataChannels BitsPerSample 214	8
DataChannels BitsPerSample 215	8
DataChannels BitsPerSample 216	8
DataChannels BitsPerSample 217	8
DataChannels BitsPerSample 218	8
DataChannels BitsPerSample 219	8
DataChannels BitsPerSample 22	8
DataChannels BitsPerSample 220	8
DataChannels BitsPerSample 221	8
DataChannels BitsPerSample 222	8
DataChannels BitsPerSample 223	8
DataChannels BitsPerSample 224	8
DataChannels BitsPerSample 225	8
DataChannels BitsPerSample 226	8
DataChannels BitsPerSample 227	8
DataChannels BitsPerSample 228	8
DataChannels BitsPerSample 229	8
DataChannels BitsPerSample 23	8
DataChannels BitsPerSample 230	8
DataChannels BitsPerSample 231	8
DataChannels BitsPerSample 232	8
DataChannels BitsPerSample 233	8
DataChannels BitsPerSample 234	8
DataChannels BitsPerSample 235	8
DataChannels BitsPerSample 236	8
DataChannels BitsPerSample 237	8
DataChannels BitsPerSample 238	8
DataChannels BitsPerSample 239	8
DataChannels BitsPerSample 24	8
DataChannels BitsPerSample 240	8
DataChannels BitsPerSample 241	8
DataChannels BitsPerSample 242	8
DataChannels BitsPerSample 243	8
DataChannels BitsPerSample 244	8
DataChannels BitsPerSample 245	8
DataChannels BitsPerSample 246	8
DataChannels BitsPerSample 247	8
DataChannels BitsPerSample 248	8
DataChannels BitsPerSample 249	8
DataChannels BitsPerSample 25	8
DataChannels BitsPerSample 250	8
DataChannels BitsPerSample 251	8
DataChannels BitsPerSample 252	8
DataChannels BitsPerSample 253	8
DataChannels BitsPerSample 254	8
DataChannels BitsPerSample 255	8
DataChannels BitsPerSample 256	8
DataChannels BitsPerSample 257	8
DataChannels BitsPerSample 258	8
DataChannels BitsPerSample 259	8
DataChannels BitsPerSample 26	8
DataChannels BitsPerSample 260	8
DataChannels BitsPerSample 261	8
DataChannels BitsPerSample 262	8
DataChannels BitsPerSample 263	8
DataChannels BitsPerSample 264	8
DataChannels BitsPerSample 265	8
DataChannels BitsPerSample 266	8
DataChannels BitsPerSample 267	8
DataChannels BitsPerSample 268	8
DataChannels BitsPerSample 269	8
DataChannels BitsPerSample 27	8
DataChannels BitsPerSample 270	8
DataChannels BitsPerSample 271	8
DataChannels BitsPerSample 272	8
DataChannels BitsPerSample 273	8
DataChannels BitsPerSample 274	8
DataChannels BitsPerSample 275	8
DataChannels BitsPerSample 276	8
DataChannels BitsPerSample 277	8
DataChannels BitsPerSample 278	8
DataChannels BitsPerSample 279	8
DataChannels BitsPerSample 28	8
DataChannels BitsPerSample 280	8
DataChannels BitsPerSample 281	8
DataChannels BitsPerSample 282	8
DataChannels BitsPerSample 283	8
DataChannels BitsPerSample 284	8
DataChannels BitsPerSample 285	8
DataChannels BitsPerSample 286	8
DataChannels BitsPerSample 287	8
DataChannels BitsPerSample 288	8
DataChannels BitsPerSample 289	8
DataChannels BitsPerSample 29	8
DataChannels BitsPerSample 290	8
DataChannels BitsPerSample 291	8
DataChannels BitsPerSample 292	8
DataChannels BitsPerSample 293	8
DataChannels BitsPerSample 294	8
DataChannels BitsPerSample 295	8
DataChannels BitsPerSample 296	8
DataChannels BitsPerSample 297	8
DataChannels BitsPerSample 298	8
DataChannels BitsPerSample 299	8
DataChannels BitsPerSample 3	8
DataChannels BitsPerSample 30	8
DataChannels BitsPerSample 300	8
DataChannels BitsPerSample 301	8
DataChannels BitsPerSample 302	8
DataChannels BitsPerSample 303	8
DataChannels BitsPerSample 304	8
DataChannels BitsPerSample 305	8
DataChannels BitsPerSample 306	8
DataChannels BitsPerSample 307	8
DataChannels BitsPerSample 308	8
DataChannels BitsPerSample 309	8
DataChannels BitsPerSample 31	8
DataChannels BitsPerSample 310	8
DataChannels BitsPerSample 311	8
DataChannels BitsPerSample 312	8
DataChannels BitsPerSample 313	8
DataChannels BitsPerSample 314	8
DataChannels BitsPerSample 315	8
DataChannels BitsPerSample 316	8
DataChannels BitsPerSample 317	8
DataChannels BitsPerSample 318	8
DataChannels BitsPerSample 319	8
DataChannels BitsPerSample 32	8
DataChannels BitsPerSample 320	8
DataChannels BitsPerSample 321	8
DataChannels BitsPerSample 322	8
DataChannels BitsPerSample 323	8
DataChannels BitsPerSample 324	8
DataChannels BitsPerSample 325	8
DataChannels BitsPerSample 326	8
DataChannels BitsPerSample 327	8
DataChannels BitsPerSample 328	8
DataChannels BitsPerSample 329	8
DataChannels BitsPerSample 33	8
DataChannels BitsPerSample 330	8
DataChannels BitsPerSample 331	8
DataChannels BitsPerSample 332	8
DataChannels BitsPerSample 333	8
DataChannels BitsPerSample 334	8
DataChannels BitsPerSample 335	8
DataChannels BitsPerSample 336	8
DataChannels BitsPerSample 337	8
DataChannels BitsPerSample 338	8
DataChannels BitsPerSample 339	8
DataChannels BitsPerSample 34	8
DataChannels BitsPerSample 340	8
DataChannels BitsPerSample 341	8
DataChannels BitsPerSample 342	8
DataChannels BitsPerSample 343	8
DataChannels BitsPerSample 344	8
DataChannels BitsPerSample 345	8
DataChannels BitsPerSample 346	8
DataChannels BitsPerSample 347	8
DataChannels BitsPerSample 348	8
DataChannels BitsPerSample 349	8
DataChannels BitsPerSample 35	8
DataChannels BitsPerSample 350	8
DataChannels BitsPerSample 351	8
DataChannels BitsPerSample 352	8
DataChannels BitsPerSample 353	8
DataChannels BitsPerSample 354	8
DataChannels BitsPerSample 355	8
DataChannels BitsPerSample 356	8
DataChannels BitsPerSample 357	8
DataChannels BitsPerSample 358	8
DataChannels BitsPerSample 359	8
DataChannels BitsPerSample 36	8
DataChannels BitsPerSample 360	8
DataChannels BitsPerSample 361	8
DataChannels BitsPerSample 362	8
DataChannels BitsPerSample 363	8
DataChannels BitsPerSample 364	8
DataChannels BitsPerSample 365	8
DataChannels BitsPerSample 366	8
DataChannels BitsPerSample 367	8
DataChannels BitsPerSample 368	8
DataChannels BitsPerSample 369	8
DataChannels BitsPerSample 37	8
DataChannels BitsPerSample 370	8
DataChannels BitsPerSample 371	8
DataChannels BitsPerSample 372	8
DataChannels BitsPerSample 373	8
DataChannels BitsPerSample 374	8
DataChannels BitsPerSample 375	8
DataChannels BitsPerSample 376	8
DataChannels BitsPerSample 377	8
DataChannels BitsPerSample 378	8
DataChannels BitsPerSample 379	8
DataChannels BitsPerSample 38	8
DataChannels BitsPerSample 380	8
DataChannels BitsPerSample 381	8
DataChannels BitsPerSample 382	8
DataChannels BitsPerSample 383	8
DataChannels BitsPerSample 384	8
DataChannels BitsPerSample 385	8
DataChannels BitsPerSample 386	8
DataChannels BitsPerSample 387	8
DataChannels BitsPerSample 388	8
DataChannels BitsPerSample 389	8
DataChannels BitsPerSample 39	8
DataChannels BitsPerSample 390	8
DataChannels BitsPerSample 391	8
DataChannels BitsPerSample 392	8
DataChannels BitsPerSample 393	8
DataChannels BitsPerSample 394	8
DataChannels BitsPerSample 395	8
DataChannels BitsPerSample 396	8
DataChannels BitsPerSample 397	8
DataChannels BitsPerSample 398	8
DataChannels BitsPerSample 399	8
DataChannels BitsPerSample 4	8
DataChannels BitsPerSample 40	8
DataChannels BitsPerSample 400	8
DataChannels BitsPerSample 401	8
DataChannels BitsPerSample 402	8
DataChannels BitsPerSample 403	8
DataChannels BitsPerSample 404	8
DataChannels BitsPerSample 405	8
DataChannels BitsPerSample 406	8
DataChannels BitsPerSample 407	8
DataChannels BitsPerSample 408	8
DataChannels BitsPerSample 409	8
DataChannels BitsPerSample 41	8
DataChannels BitsPerSample 410	8
DataChannels BitsPerSample 411	8
DataChannels BitsPerSample 412	8
DataChannels BitsPerSample 413	8
DataChannels BitsPerSample 414	8
DataChannels BitsPerSample 415	8
DataChannels BitsPerSample 416	8
DataChannels BitsPerSample 417	8
DataChannels BitsPerSample 418	8
DataChannels BitsPerSample 419	8
DataChannels BitsPerSample 42	8
DataChannels BitsPerSample 420	8
DataChannels BitsPerSample 421	8
DataChannels BitsPerSample 422	8
DataChannels BitsPerSample 423	8
DataChannels BitsPerSample 424	8
DataChannels BitsPerSample 425	8
DataChannels BitsPerSample 426	8
DataChannels BitsPerSample 427	8
DataChannels BitsPerSample 428	8
DataChannels BitsPerSample 429	8
DataChannels BitsPerSample 43	8
DataChannels BitsPerSample 430	8
DataChannels BitsPerSample 431	8
DataChannels BitsPerSample 432	8
DataChannels BitsPerSample 433	8
DataChannels BitsPerSample 434	8
DataChannels BitsPerSample 435	8
DataChannels BitsPerSample 436	8
DataChannels BitsPerSample 437	8
DataChannels BitsPerSample 438	8
DataChannels BitsPerSample 439	8
DataChannels BitsPerSample 44	8
DataChannels BitsPerSample 440	8
DataChannels BitsPerSample 441	8
DataChannels BitsPerSample 442	8
DataChannels BitsPerSample 443	8
DataChannels BitsPerSample 444	8
DataChannels BitsPerSample 445	8
DataChannels BitsPerSample 446	8
DataChannels BitsPerSample 447	8
DataChannels BitsPerSample 448	8
DataChannels BitsPerSample 449	8
DataChannels BitsPerSample 45	8
DataChannels BitsPerSample 450	8
DataChannels BitsPerSample 451	8
DataChannels BitsPerSample 452	8
DataChannels BitsPerSample 453	8
DataChannels BitsPerSample 454	8
DataChannels BitsPerSample 455	8
DataChannels BitsPerSample 456	8
DataChannels BitsPerSample 46	8
DataChannels BitsPerSample 47	8
DataChannels BitsPerSample 48	8
DataChannels BitsPerSample 49	8
DataChannels BitsPerSample 5	8
DataChannels BitsPerSample 50	8
DataChannels BitsPerSample 51	8
DataChannels BitsPerSample 52	8
DataChannels BitsPerSample 53	8
DataChannels BitsPerSample 54	8
DataChannels BitsPerSample 55	8
DataChannels BitsPerSample 56	8
DataChannels BitsPerSample 57	8
DataChannels BitsPerSample 58	8
DataChannels BitsPerSample 59	8
DataChannels BitsPerSample 6	8
DataChannels BitsPerSample 60	8
DataChannels BitsPerSample 61	8
DataChannels BitsPerSample 62	8
DataChannels BitsPerSample 63	8
DataChannels BitsPerSample 64	8
DataChannels BitsPerSample 65	8
DataChannels BitsPerSample 66	8
DataChannels BitsPerSample 67	8
DataChannels BitsPerSample 68	8
DataChannels BitsPerSample 69	8
DataChannels BitsPerSample 7	8
DataChannels BitsPerSample 70	8
DataChannels BitsPerSample 71	8
DataChannels BitsPerSample 72	8
DataChannels BitsPerSample 73	8
DataChannels BitsPerSample 74	8
DataChannels BitsPerSample 75	8
DataChannels BitsPerSample 76	8
DataChannels BitsPerSample 77	8
DataChannels BitsPerSample 78	8
DataChannels BitsPerSample 79	8
DataChannels BitsPerSample 8	8
DataChannels BitsPerSample 80	8
DataChannels BitsPerSample 81	8
DataChannels BitsPerSample 82	8
DataChannels BitsPerSample 83	8
DataChannels BitsPerSample 84	8
DataChannels BitsPerSample 85	8
DataChannels BitsPerSample 86	8
DataChannels BitsPerSample 87	8
DataChannels BitsPerSample 88	8
DataChannels BitsPerSample 89	8
DataChannels BitsPerSample 9	8
DataChannels BitsPerSample 90	8
DataChannels BitsPerSample 91	8
DataChannels BitsPerSample 92	8
DataChannels BitsPerSample 93	8
DataChannels BitsPerSample 94	8
DataChannels BitsPerSample 95	8
DataChannels BitsPerSample 96	8
DataChannels BitsPerSample 97	8
DataChannels BitsPerSample 98	8
DataChannels BitsPerSample 99	8
DataChannels ColorRef 1	255
DataChannels ColorRef 10	14221388
DataChannels ColorRef 100	16711760
DataChannels ColorRef 101	0
DataChannels ColorRef 102	0
DataChannels ColorRef 103	0
DataChannels ColorRef 104	0
DataChannels ColorRef 105	0
DataChannels ColorRef 106	0
DataChannels ColorRef 107	0
DataChannels ColorRef 108	0
DataChannels ColorRef 109	0
DataChannels ColorRef 11	65280
DataChannels ColorRef 110	0
DataChannels ColorRef 111	0
DataChannels ColorRef 112	16711760
DataChannels ColorRef 113	10026752
DataChannels ColorRef 114	0
DataChannels ColorRef 115	255
DataChannels ColorRef 116	0
DataChannels ColorRef 117	0
DataChannels ColorRef 118	0
DataChannels ColorRef 119	0
DataChannels ColorRef 12	0
DataChannels ColorRef 120	0
DataChannels ColorRef 121	0
DataChannels ColorRef 122	0
DataChannels ColorRef 123	0
DataChannels ColorRef 124	14221388
DataChannels ColorRef 125	65280
DataChannels ColorRef 126	0
DataChannels ColorRef 127	0
DataChannels ColorRef 128	0
DataChannels ColorRef 129	0
DataChannels ColorRef 13	0
DataChannels ColorRef 130	0
DataChannels ColorRef 131	0
DataChannels ColorRef 132	0
DataChannels ColorRef 133	0
DataChannels ColorRef 134	0
DataChannels ColorRef 135	0
DataChannels ColorRef 136	0
DataChannels ColorRef 137	0
DataChannels ColorRef 138	16711760
DataChannels ColorRef 139	0
DataChannels ColorRef 14	0
DataChannels ColorRef 140	0
DataChannels ColorRef 141	0
DataChannels ColorRef 142	0
DataChannels ColorRef 143	0
DataChannels ColorRef 144	0
DataChannels ColorRef 145	0
DataChannels ColorRef 146	0
DataChannels ColorRef 147	0
DataChannels ColorRef 148	0
DataChannels ColorRef 149	0
DataChannels ColorRef 15	0
DataChannels ColorRef 150	16711760
DataChannels ColorRef 151	10026752
DataChannels ColorRef 152	0
DataChannels ColorRef 153	255
DataChannels ColorRef 154	0
DataChannels ColorRef 155	0
DataChannels ColorRef 156	0
DataChannels ColorRef 157	0
DataChannels ColorRef 158	0
DataChannels ColorRef 159	0
DataChannels ColorRef 16	0
DataChannels ColorRef 160	0
DataChannels ColorRef 161	0
DataChannels ColorRef 162	14221388
DataChannels ColorRef 163	65280
DataChannels ColorRef 164	0
DataChannels ColorRef 165	0
DataChannels ColorRef 166	0
DataChannels ColorRef 167	0
DataChannels ColorRef 168	0
DataChannels ColorRef 169	0
DataChannels ColorRef 17	0
DataChannels ColorRef 170	0
DataChannels ColorRef 171	0
DataChannels ColorRef 172	0
DataChannels ColorRef 173	0
DataChannels ColorRef 174	0
DataChannels ColorRef 175	0
DataChannels ColorRef 176	16711760
DataChannels ColorRef 177	0
DataChannels ColorRef 178	0
DataChannels ColorRef 179	0
DataChannels ColorRef 18	0
DataChannels ColorRef 180	0
DataChannels ColorRef 181	0
DataChannels ColorRef 182	0
DataChannels ColorRef 183	0
DataChannels ColorRef 184	0
DataChannels ColorRef 185	0
DataChannels ColorRef 186	0
DataChannels ColorRef 187	0
DataChannels ColorRef 188	16711760
DataChannels ColorRef 189	10026752
DataChannels ColorRef 19	0
DataChannels ColorRef 190	0
DataChannels ColorRef 191	255
DataChannels ColorRef 192	0
DataChannels ColorRef 193	0
DataChannels ColorRef 194	0
DataChannels ColorRef 195	0
DataChannels ColorRef 196	0
DataChannels ColorRef 197	0
DataChannels ColorRef 198	0
DataChannels ColorRef 199	0
DataChannels ColorRef 2	0
DataChannels ColorRef 20	0
DataChannels ColorRef 200	14221388
DataChannels ColorRef 201	65280
DataChannels ColorRef 202	0
DataChannels ColorRef 203	0
DataChannels ColorRef 204	0
DataChannels ColorRef 205	0
DataChannels ColorRef 206	0
DataChannels ColorRef 207	0
DataChannels ColorRef 208	0
DataChannels ColorRef 209	0
DataChannels ColorRef 21	0
DataChannels ColorRef 210	0
DataChannels ColorRef 211	0
DataChannels ColorRef 212	0
DataChannels ColorRef 213	0
DataChannels ColorRef 214	16711760
DataChannels ColorRef 215	0
DataChannels ColorRef 216	0
DataChannels ColorRef 217	0
DataChannels ColorRef 218	0
DataChannels ColorRef 219	0
DataChannels ColorRef 22	0
DataChannels ColorRef 220	0
DataChannels ColorRef 221	0
DataChannels ColorRef 222	0
DataChannels ColorRef 223	0
DataChannels ColorRef 224	0
DataChannels ColorRef 225	0
DataChannels ColorRef 226	16711760
DataChannels ColorRef 227	10026752
DataChannels ColorRef 228	0
DataChannels ColorRef 229	255
DataChannels ColorRef 23	0
DataChannels ColorRef 230	0
DataChannels ColorRef 231	0
DataChannels ColorRef 232	0
DataChannels ColorRef 233	0
DataChannels ColorRef 234	0
DataChannels ColorRef 235	0
DataChannels ColorRef 236	0
DataChannels ColorRef 237	0
DataChannels ColorRef 238	14221388
DataChannels ColorRef 239	65280
DataChannels ColorRef 24	16711760
DataChannels ColorRef 240	0
DataChannels ColorRef 241	0
DataChannels ColorRef 242	0
DataChannels ColorRef 243	0
DataChannels ColorRef 244	0
DataChannels ColorRef 245	0
DataChannels ColorRef 246	0
DataChannels ColorRef 247	0
DataChannels ColorRef 248	0
DataChannels ColorRef 249	0
DataChannels ColorRef 25	0
DataChannels ColorRef 250	0
DataChannels ColorRef 251	0
DataChannels ColorRef 252	16711760
DataChannels ColorRef 253	0
DataChannels ColorRef 254	0
DataChannels ColorRef 255	0
DataChannels ColorRef 256	0
DataChannels ColorRef 257	0
DataChannels ColorRef 258	0
DataChannels ColorRef 259	0
DataChannels ColorRef 26	0
DataChannels ColorRef 260	0
DataChannels ColorRef 261	0
DataChannels ColorRef 262	0
DataChannels ColorRef 263	0
DataChannels ColorRef 264	16711760
DataChannels ColorRef 265	10026752
DataChannels ColorRef 266	0
DataChannels ColorRef 267	255
DataChannels ColorRef 268	0
DataChannels ColorRef 269	0
DataChannels ColorRef 27	0
DataChannels ColorRef 270	0
DataChannels ColorRef 271	0
DataChannels ColorRef 272	0
DataChannels ColorRef 273	0
DataChannels ColorRef 274	0
DataChannels ColorRef 275	0
DataChannels ColorRef 276	14221388
DataChannels ColorRef 277	65280
DataChannels ColorRef 278	0
DataChannels ColorRef 279	0
DataChannels ColorRef 28	0
DataChannels ColorRef 280	0
DataChannels ColorRef 281	0
DataChannels ColorRef 282	0
DataChannels ColorRef 283	0
DataChannels ColorRef 284	0
DataChannels ColorRef 285	0
DataChannels ColorRef 286	0
DataChannels ColorRef 287	0
DataChannels ColorRef 288	0
DataChannels ColorRef 289	0
DataChannels ColorRef 29	0
DataChannels ColorRef 290	16711760
DataChannels ColorRef 291	0
DataChannels ColorRef 292	0
DataChannels ColorRef 293	0
DataChannels ColorRef 294	0
DataChannels ColorRef 295	0
DataChannels ColorRef 296	0
DataChannels ColorRef 297	0
DataChannels ColorRef 298	0
DataChannels ColorRef 299	0
DataChannels ColorRef 3	0
DataChannels ColorRef 30	0
DataChannels ColorRef 300	0
DataChannels ColorRef 301	0
DataChannels ColorRef 302	16711760
DataChannels ColorRef 303	10026752
DataChannels ColorRef 304	0
DataChannels ColorRef 305	255
DataChannels ColorRef 306	0
DataChannels ColorRef 307	0
DataChannels ColorRef 308	0
DataChannels ColorRef 309	0
DataChannels ColorRef 31	0
DataChannels ColorRef 310	0
DataChannels ColorRef 311	0
DataChannels ColorRef 312	0
DataChannels ColorRef 313	0
DataChannels ColorRef 314	14221388
DataChannels ColorRef 315	65280
DataChannels ColorRef 316	0
DataChannels ColorRef 317	0
DataChannels ColorRef 318	0
DataChannels ColorRef 319	0
DataChannels ColorRef 32	0
DataChannels ColorRef 320	0
DataChannels ColorRef 321	0
DataChannels ColorRef 322	0
DataChannels ColorRef 323	0
DataChannels ColorRef 324	0
DataChannels ColorRef 325	0
DataChannels ColorRef 326	0
DataChannels ColorRef 327	0
DataChannels ColorRef 328	16711760
DataChannels ColorRef 329	0
DataChannels ColorRef 33	0
DataChannels ColorRef 330	0
DataChannels ColorRef 331	0
DataChannels ColorRef 332	0
DataChannels ColorRef 333	0
DataChannels ColorRef 334	0
DataChannels ColorRef 335	0
DataChannels ColorRef 336	0
DataChannels ColorRef 337	0
DataChannels ColorRef 338	0
DataChannels ColorRef 339	0
DataChannels ColorRef 34	0
DataChannels ColorRef 340	16711760
DataChannels ColorRef 341	10026752
DataChannels ColorRef 342	0
DataChannels ColorRef 343	255
DataChannels ColorRef 344	0
DataChannels ColorRef 345	0
DataChannels ColorRef 346	0
DataChannels ColorRef 347	0
DataChannels ColorRef 348	0
DataChannels ColorRef 349	0
DataChannels ColorRef 35	0
DataChannels ColorRef 350	0
DataChannels ColorRef 351	0
DataChannels ColorRef 352	14221388
DataChannels ColorRef 353	65280
DataChannels ColorRef 354	0
DataChannels ColorRef 355	0
DataChannels ColorRef 356	0
DataChannels ColorRef 357	0
DataChannels ColorRef 358	0
DataChannels ColorRef 359	0
DataChannels ColorRef 36	16711760
DataChannels ColorRef 360	0
DataChannels ColorRef 361	0
DataChannels ColorRef 362	0
DataChannels ColorRef 363	0
DataChannels ColorRef 364	0
DataChannels ColorRef 365	0
DataChannels ColorRef 366	16711760
DataChannels ColorRef 367	0
DataChannels ColorRef 368	0
DataChannels ColorRef 369	0
DataChannels ColorRef 37	10026752
DataChannels ColorRef 370	0
DataChannels ColorRef 371	0
DataChannels ColorRef 372	0
DataChannels ColorRef 373	0
DataChannels ColorRef 374	0
DataChannels ColorRef 375	0
DataChannels ColorRef 376	0
DataChannels ColorRef 377	0
DataChannels ColorRef 378	16711760
DataChannels ColorRef 379	10026752
DataChannels ColorRef 38	0
DataChannels ColorRef 380	0
DataChannels ColorRef 381	255
DataChannels ColorRef 382	0
DataChannels ColorRef 383	0
DataChannels ColorRef 384	0
DataChannels ColorRef 385	0
DataChannels ColorRef 386	0
DataChannels ColorRef 387	0
DataChannels ColorRef 388	0
DataChannels ColorRef 389	0
DataChannels ColorRef 39	255
DataChannels ColorRef 390	14221388
DataChannels ColorRef 391	65280
DataChannels ColorRef 392	0
DataChannels ColorRef 393	0
DataChannels ColorRef 394	0
DataChannels ColorRef 395	0
DataChannels ColorRef 396	0
DataChannels ColorRef 397	0
DataChannels ColorRef 398	0
DataChannels ColorRef 399	0
DataChannels ColorRef 4	0
DataChannels ColorRef 40	0
DataChannels ColorRef 400	0
DataChannels ColorRef 401	0
DataChannels ColorRef 402	0
DataChannels ColorRef 403	0
DataChannels ColorRef 404	16711760
DataChannels ColorRef 405	0
DataChannels ColorRef 406	0
DataChannels ColorRef 407	0
DataChannels ColorRef 408	0
DataChannels ColorRef 409	0
DataChannels ColorRef 41	0
DataChannels ColorRef 410	0
DataChannels ColorRef 411	0
DataChannels ColorRef 412	0
DataChannels ColorRef 413	0
DataChannels ColorRef 414	0
DataChannels ColorRef 415	0
DataChannels ColorRef 416	16711760
DataChannels ColorRef 417	10026752
DataChannels ColorRef 418	0
DataChannels ColorRef 419	255
DataChannels ColorRef 42	0
DataChannels ColorRef 420	0
DataChannels ColorRef 421	0
DataChannels ColorRef 422	0
DataChannels ColorRef 423	0
DataChannels ColorRef 424	0
DataChannels ColorRef 425	0
DataChannels ColorRef 426	0
DataChannels ColorRef 427	0
DataChannels ColorRef 428	14221388
DataChannels ColorRef 429	65280
DataChannels ColorRef 43	0
DataChannels ColorRef 430	0
DataChannels ColorRef 431	0
DataChannels ColorRef 432	0
DataChannels ColorRef 433	0
DataChannels ColorRef 434	0
DataChannels ColorRef 435	0
DataChannels ColorRef 436	0
DataChannels ColorRef 437	0
DataChannels ColorRef 438	0
DataChannels ColorRef 439	0
DataChannels ColorRef 44	0
DataChannels ColorRef 440	0
DataChannels ColorRef 441	0
DataChannels ColorRef 442	16711760
DataChannels ColorRef 443	0
DataChannels ColorRef 444	0
DataChannels ColorRef 445	0
DataChannels ColorRef 446	0
DataChannels ColorRef 447	0
DataChannels ColorRef 448	0
DataChannels ColorRef 449	0
DataChannels ColorRef 45	0
DataChannels ColorRef 450	0
DataChannels ColorRef 451	0
DataChannels ColorRef 452	0
DataChannels ColorRef 453	0
DataChannels ColorRef 454	16711760
DataChannels ColorRef 455	10026752
DataChannels ColorRef 456	0
DataChannels ColorRef 46	0
DataChannels ColorRef 47	0
DataChannels ColorRef 48	14221388
DataChannels ColorRef 49	65280
DataChannels ColorRef 5	0
DataChannels ColorRef 50	0
DataChannels ColorRef 51	0
DataChannels ColorRef 52	0
DataChannels ColorRef 53	0
DataChannels ColorRef 54	0
DataChannels ColorRef 55	0
DataChannels ColorRef 56	0
DataChannels ColorRef 57	0
DataChannels ColorRef 58	0
DataChannels ColorRef 59	0
DataChannels ColorRef 6	0
DataChannels ColorRef 60	0
DataChannels ColorRef 61	0
DataChannels ColorRef 62	16711760
DataChannels ColorRef 63	0
DataChannels ColorRef 64	0
DataChannels ColorRef 65	0
DataChannels ColorRef 66	0
DataChannels ColorRef 67	0
DataChannels ColorRef 68	0
DataChannels ColorRef 69	0
DataChannels ColorRef 7	0
DataChannels ColorRef 70	0
DataChannels ColorRef 71	0
DataChannels ColorRef 72	0
DataChannels ColorRef 73	0
DataChannels ColorRef 74	16711760
DataChannels ColorRef 75	10026752
DataChannels ColorRef 76	0
DataChannels ColorRef 77	255
DataChannels ColorRef 78	0
DataChannels ColorRef 79	0
DataChannels ColorRef 8	0
DataChannels ColorRef 80	0
DataChannels ColorRef 81	0
DataChannels ColorRef 82	0
DataChannels ColorRef 83	0
DataChannels ColorRef 84	0
DataChannels ColorRef 85	0
DataChannels ColorRef 86	14221388
DataChannels ColorRef 87	65280
DataChannels ColorRef 88	0
DataChannels ColorRef 89	0
DataChannels ColorRef 9	0
DataChannels ColorRef 90	0
DataChannels ColorRef 91	0
DataChannels ColorRef 92	0
DataChannels ColorRef 93	0
DataChannels ColorRef 94	0
DataChannels ColorRef 95	0
DataChannels ColorRef 96	0
DataChannels ColorRef 97	0
DataChannels ColorRef 98	0
DataChannels ColorRef 99	0
DataChannels FirstImages1 1	-1
DataChannels FirstImages1 10	-1
DataChannels FirstImages1 100	-1
DataChannels FirstImages1 101	-1
DataChannels FirstImages1 102	-1
DataChannels FirstImages1 103	-1
DataChannels FirstImages1 104	-1
DataChannels FirstImages1 105	-1
DataChannels FirstImages1 106	-1
DataChannels FirstImages1 107	-1
DataChannels FirstImages1 108	-1
DataChannels FirstImages1 109	-1
DataChannels FirstImages1 11	-1
DataChannels FirstImages1 110	-1
DataChannels FirstImages1 111	-1
DataChannels FirstImages1 112	-1
DataChannels FirstImages1 113	-1
DataChannels FirstImages1 114	-1
DataChannels FirstImages1 115	-1
DataChannels FirstImages1 116	-1
DataChannels FirstImages1 117	-1
DataChannels FirstImages1 118	-1
DataChannels FirstImages1 119	-1
DataChannels FirstImages1 12	-1
DataChannels FirstImages1 120	-1
DataChannels FirstImages1 121	-1
DataChannels FirstImages1 122	-1
DataChannels FirstImages1 123	-1
DataChannels FirstImages1 124	-1
DataChannels FirstImages1 125	-1
DataChannels FirstImages1 126	-1
DataChannels FirstImages1 127	-1
DataChannels FirstImages1 128	-1
DataChannels FirstImages1 129	-1
DataChannels FirstImages1 13	-1
DataChannels FirstImages1 130	-1
DataChannels FirstImages1 131	-1
DataChannels FirstImages1 132	-1
DataChannels FirstImages1 133	-1
DataChannels FirstImages1 134	-1
DataChannels FirstImages1 135	-1
DataChannels FirstImages1 136	-1
DataChannels FirstImages1 137	-1
DataChannels FirstImages1 138	-1
DataChannels FirstImages1 139	-1
DataChannels FirstImages1 14	-1
DataChannels FirstImages1 140	-1
DataChannels FirstImages1 141	-1
DataChannels FirstImages1 142	-1
DataChannels FirstImages1 143	-1
DataChannels FirstImages1 144	-1
DataChannels FirstImages1 145	-1
DataChannels FirstImages1 146	-1
DataChannels FirstImages1 147	-1
DataChannels FirstImages1 148	-1
DataChannels FirstImages1 149	-1
DataChannels FirstImages1 15	-1
DataChannels FirstImages1 150	-1
DataChannels FirstImages1 151	-1
DataChannels FirstImages1 152	-1
DataChannels FirstImages1 153	-1
DataChannels FirstImages1 154	-1
DataChannels FirstImages1 155	-1
DataChannels FirstImages1 156	-1
DataChannels FirstImages1 157	-1
DataChannels FirstImages1 158	-1
DataChannels FirstImages1 159	-1
DataChannels FirstImages1 16	-1
DataChannels FirstImages1 160	-1
DataChannels FirstImages1 161	-1
DataChannels FirstImages1 162	-1
DataChannels FirstImages1 163	-1
DataChannels FirstImages1 164	-1
DataChannels FirstImages1 165	-1
DataChannels FirstImages1 166	-1
DataChannels FirstImages1 167	-1
DataChannels FirstImages1 168	-1
DataChannels FirstImages1 169	-1
DataChannels FirstImages1 17	-1
DataChannels FirstImages1 170	-1
DataChannels FirstImages1 171	-1
DataChannels FirstImages1 172	-1
DataChannels FirstImages1 173	-1
DataChannels FirstImages1 174	-1
DataChannels FirstImages1 175	-1
DataChannels FirstImages1 176	-1
DataChannels FirstImages1 177	-1
DataChannels FirstImages1 178	-1
DataChannels FirstImages1 179	-1
DataChannels FirstImages1 18	-1
DataChannels FirstImages1 180	-1
DataChannels FirstImages1 181	-1
DataChannels FirstImages1 182	-1
DataChannels FirstImages1 183	-1
DataChannels FirstImages1 184	-1
DataChannels FirstImages1 185	-1
DataChannels FirstImages1 186	-1
DataChannels FirstImages1 187	-1
DataChannels FirstImages1 188	-1
DataChannels FirstImages1 189	-1
DataChannels FirstImages1 19	-1
DataChannels FirstImages1 190	-1
DataChannels FirstImages1 191	-1
DataChannels FirstImages1 192	-1
DataChannels FirstImages1 193	-1
DataChannels FirstImages1 194	-1
DataChannels FirstImages1 195	-1
DataChannels FirstImages1 196	-1
DataChannels FirstImages1 197	-1
DataChannels FirstImages1 198	-1
DataChannels FirstImages1 199	-1
DataChannels FirstImages1 2	-1
DataChannels FirstImages1 20	-1
DataChannels FirstImages1 200	-1
DataChannels FirstImages1 201	-1
DataChannels FirstImages1 202	-1
DataChannels FirstImages1 203	-1
DataChannels FirstImages1 204	-1
DataChannels FirstImages1 205	-1
DataChannels FirstImages1 206	-1
DataChannels FirstImages1 207	-1
DataChannels FirstImages1 208	-1
DataChannels FirstImages1 209	-1
DataChannels FirstImages1 21	-1
DataChannels FirstImages1 210	-1
DataChannels FirstImages1 211	-1
DataChannels FirstImages1 212	-1
DataChannels FirstImages1 213	-1
DataChannels FirstImages1 214	-1
DataChannels FirstImages1 215	-1
DataChannels FirstImages1 216	-1
DataChannels FirstImages1 217	-1
DataChannels FirstImages1 218	-1
DataChannels FirstImages1 219	-1
DataChannels FirstImages1 22	-1
DataChannels FirstImages1 220	-1
DataChannels FirstImages1 221	-1
DataChannels FirstImages1 222	-1
DataChannels FirstImages1 223	-1
DataChannels FirstImages1 224	-1
DataChannels FirstImages1 225	-1
DataChannels FirstImages1 226	-1
DataChannels FirstImages1 227	-1
DataChannels FirstImages1 228	-1
DataChannels FirstImages1 229	-1
DataChannels FirstImages1 23	-1
DataChannels FirstImages1 230	-1
DataChannels FirstImages1 231	-1
DataChannels FirstImages1 232	-1
DataChannels FirstImages1 233	-1
DataChannels FirstImages1 234	-1
DataChannels FirstImages1 235	-1
DataChannels FirstImages1 236	-1
DataChannels FirstImages1 237	-1
DataChannels FirstImages1 238	-1
DataChannels FirstImages1 239	-1
DataChannels FirstImages1 24	-1
DataChannels FirstImages1 240	-1
DataChannels FirstImages1 241	-1
DataChannels FirstImages1 242	-1
DataChannels FirstImages1 243	-1
DataChannels FirstImages1 244	-1
DataChannels FirstImages1 245	-1
DataChannels FirstImages1 246	-1
DataChannels FirstImages1 247	-1
DataChannels FirstImages1 248	-1
DataChannels FirstImages1 249	-1
DataChannels FirstImages1 25	-1
DataChannels FirstImages1 250	-1
DataChannels FirstImages1 251	-1
DataChannels FirstImages1 252	-1
DataChannels FirstImages1 253	-1
DataChannels FirstImages1 254	-1
DataChannels FirstImages1 255	-1
DataChannels FirstImages1 256	-1
DataChannels FirstImages1 257	-1
DataChannels FirstImages1 258	-1
DataChannels FirstImages1 259	-1
DataChannels FirstImages1 26	-1
DataChannels FirstImages1 260	-1
DataChannels FirstImages1 261	-1
DataChannels FirstImages1 262	-1
DataChannels FirstImages1 263	-1
DataChannels FirstImages1 264	-1
DataChannels FirstImages1 265	-1
DataChannels FirstImages1 266	-1
DataChannels FirstImages1 267	-1
DataChannels FirstImages1 268	-1
DataChannels FirstImages1 269	-1
DataChannels FirstImages1 27	-1
DataChannels FirstImages1 270	-1
DataChannels FirstImages1 271	-1
DataChannels FirstImages1 272	-1
DataChannels FirstImages1 273	-1
DataChannels FirstImages1 274	-1
DataChannels FirstImages1 275	-1
DataChannels FirstImages1 276	-1
DataChannels FirstImages1 277	-1
DataChannels FirstImages1 278	-1
DataChannels FirstImages1 279	-1
DataChannels FirstImages1 28	-1
DataChannels FirstImages1 280	-1
DataChannels FirstImages1 281	-1
DataChannels FirstImages1 282	-1
DataChannels FirstImages1 283	-1
DataChannels FirstImages1 284	-1
DataChannels FirstImages1 285	-1
DataChannels FirstImages1 286	-1
DataChannels FirstImages1 287	-1
DataChannels FirstImages1 288	-1
DataChannels FirstImages1 289	-1
DataChannels FirstImages1 29	-1
DataChannels FirstImages1 290	-1
DataChannels FirstImages1 291	-1
DataChannels FirstImages1 292	-1
DataChannels FirstImages1 293	-1
DataChannels FirstImages1 294	-1
DataChannels FirstImages1 295	-1
DataChannels FirstImages1 296	-1
DataChannels FirstImages1 297	-1
DataChannels FirstImages1 298	-1
DataChannels FirstImages1 299	-1
DataChannels FirstImages1 3	-1
DataChannels FirstImages1 30	-1
DataChannels FirstImages1 300	-1
DataChannels FirstImages1 301	-1
DataChannels FirstImages1 302	-1
DataChannels FirstImages1 303	-1
DataChannels FirstImages1 304	-1
DataChannels FirstImages1 305	-1
DataChannels FirstImages1 306	-1
DataChannels FirstImages1 307	-1
DataChannels FirstImages1 308	-1
DataChannels FirstImages1 309	-1
DataChannels FirstImages1 31	-1
DataChannels FirstImages1 310	-1
DataChannels FirstImages1 311	-1
DataChannels FirstImages1 312	-1
DataChannels FirstImages1 313	-1
DataChannels FirstImages1 314	-1
DataChannels FirstImages1 315	-1
DataChannels FirstImages1 316	-1
DataChannels FirstImages1 317	-1
DataChannels FirstImages1 318	-1
DataChannels FirstImages1 319	-1
DataChannels FirstImages1 32	-1
DataChannels FirstImages1 320	-1
DataChannels FirstImages1 321	-1
DataChannels FirstImages1 322	-1
DataChannels FirstImages1 323	-1
DataChannels FirstImages1 324	-1
DataChannels FirstImages1 325	-1
DataChannels FirstImages1 326	-1
DataChannels FirstImages1 327	-1
DataChannels FirstImages1 328	-1
DataChannels FirstImages1 329	-1
DataChannels FirstImages1 33	-1
DataChannels FirstImages1 330	-1
DataChannels FirstImages1 331	-1
DataChannels FirstImages1 332	-1
DataChannels FirstImages1 333	-1
DataChannels FirstImages1 334	-1
DataChannels FirstImages1 335	-1
DataChannels FirstImages1 336	-1
DataChannels FirstImages1 337	-1
DataChannels FirstImages1 338	-1
DataChannels FirstImages1 339	-1
DataChannels FirstImages1 34	-1
DataChannels FirstImages1 340	-1
DataChannels FirstImages1 341	-1
DataChannels FirstImages1 342	-1
DataChannels FirstImages1 343	-1
DataChannels FirstImages1 344	-1
DataChannels FirstImages1 345	-1
DataChannels FirstImages1 346	-1
DataChannels FirstImages1 347	-1
DataChannels FirstImages1 348	-1
DataChannels FirstImages1 349	-1
DataChannels FirstImages1 35	-1
DataChannels FirstImages1 350	-1
DataChannels FirstImages1 351	-1
DataChannels FirstImages1 352	-1
DataChannels FirstImages1 353	-1
DataChannels FirstImages1 354	-1
DataChannels FirstImages1 355	-1
DataChannels FirstImages1 356	-1
DataChannels FirstImages1 357	-1
DataChannels FirstImages1 358	-1
DataChannels FirstImages1 359	-1
DataChannels FirstImages1 36	-1
DataChannels FirstImages1 360	-1
DataChannels FirstImages1 361	-1
DataChannels FirstImages1 362	-1
DataChannels FirstImages1 363	-1
DataChannels FirstImages1 364	-1
DataChannels FirstImages1 365	-1
DataChannels FirstImages1 366	-1
DataChannels FirstImages1 367	-1
DataChannels FirstImages1 368	-1
DataChannels FirstImages1 369	-1
DataChannels FirstImages1 37	-1
DataChannels FirstImages1 370	-1
DataChannels FirstImages1 371	-1
DataChannels FirstImages1 372	-1
DataChannels FirstImages1 373	-1
DataChannels FirstImages1 374	-1
DataChannels FirstImages1 375	-1
DataChannels FirstImages1 376	-1
DataChannels FirstImages1 377	-1
DataChannels FirstImages1 378	-1
DataChannels FirstImages1 379	-1
DataChannels FirstImages1 38	-1
DataChannels FirstImages1 380	-1
DataChannels FirstImages1 381	-1
DataChannels FirstImages1 382	-1
DataChannels FirstImages1 383	-1
DataChannels FirstImages1 384	-1
DataChannels FirstImages1 385	-1
DataChannels FirstImages1 386	-1
DataChannels FirstImages1 387	-1
DataChannels FirstImages1 388	-1
DataChannels FirstImages1 389	-1
DataChannels FirstImages1 39	-1
DataChannels FirstImages1 390	-1
DataChannels FirstImages1 391	-1
DataChannels FirstImages1 392	-1
DataChannels FirstImages1 393	-1
DataChannels FirstImages1 394	-1
DataChannels FirstImages1 395	-1
DataChannels FirstImages1 396	-1
DataChannels FirstImages1 397	-1
DataChannels FirstImages1 398	-1
DataChannels FirstImages1 399	-1
DataChannels FirstImages1 4	-1
DataChannels FirstImages1 40	-1
DataChannels FirstImages1 400	-1
DataChannels FirstImages1 401	-1
DataChannels FirstImages1 402	-1
DataChannels FirstImages1 403	-1
DataChannels FirstImages1 404	-1
DataChannels FirstImages1 405	-1
DataChannels FirstImages1 406	-1
DataChannels FirstImages1 407	-1
DataChannels FirstImages1 408	-1
DataChannels FirstImages1 409	-1
DataChannels FirstImages1 41	-1
DataChannels FirstImages1 410	-1
DataChannels FirstImages1 411	-1
DataChannels FirstImages1 412	-1
DataChannels FirstImages1 413	-1
DataChannels FirstImages1 414	-1
DataChannels FirstImages1 415	-1
DataChannels FirstImages1 416	-1
DataChannels FirstImages1 417	-1
DataChannels FirstImages1 418	-1
DataChannels FirstImages1 419	-1
DataChannels FirstImages1 42	-1
DataChannels FirstImages1 420	-1
DataChannels FirstImages1 421	-1
DataChannels FirstImages1 422	-1
DataChannels FirstImages1 423	-1
DataChannels FirstImages1 424	-1
DataChannels FirstImages1 425	-1
DataChannels FirstImages1 426	-1
DataChannels FirstImages1 427	-1
DataChannels FirstImages1 428	-1
DataChannels FirstImages1 429	-1
DataChannels FirstImages1 43	-1
DataChannels FirstImages1 430	-1
DataChannels FirstImages1 431	-1
DataChannels FirstImages1 432	-1
DataChannels FirstImages1 433	-1
DataChannels FirstImages1 434	-1
DataChannels FirstImages1 435	-1
DataChannels FirstImages1 436	-1
DataChannels FirstImages1 437	-1
DataChannels FirstImages1 438	-1
DataChannels FirstImages1 439	-1
DataChannels FirstImages1 44	-1
DataChannels FirstImages1 440	-1
DataChannels FirstImages1 441	-1
DataChannels FirstImages1 442	-1
DataChannels FirstImages1 443	-1
DataChannels FirstImages1 444	-1
DataChannels FirstImages1 445	-1
DataChannels FirstImages1 446	-1
DataChannels FirstImages1 447	-1
DataChannels FirstImages1 448	-1
DataChannels FirstImages1 449	-1
DataChannels FirstImages1 45	-1
DataChannels FirstImages1 450	-1
DataChannels FirstImages1 451	-1
DataChannels FirstImages1 452	-1
DataChannels FirstImages1 453	-1
DataChannels FirstImages1 454	-1
DataChannels FirstImages1 455	-1
DataChannels FirstImages1 456	-1
DataChannels FirstImages1 46	-1
DataChannels FirstImages1 47	-1
DataChannels FirstImages1 48	-1
DataChannels FirstImages1 49	-1
DataChannels FirstImages1 5	-1
DataChannels FirstImages1 50	-1
DataChannels FirstImages1 51	-1
DataChannels FirstImages1 52	-1
DataChannels FirstImages1 53	-1
DataChannels FirstImages1 54	-1
DataChannels FirstImages1 55	-1
DataChannels FirstImages1 56	-1
DataChannels FirstImages1 57	-1
DataChannels FirstImages1 58	-1
DataChannels FirstImages1 59	-1
DataChannels FirstImages1 6	-1
DataChannels FirstImages1 60	-1
DataChannels FirstImages1 61	-1
DataChannels FirstImages1 62	-1
DataChannels FirstImages1 63	-1
DataChannels FirstImages1 64	-1
DataChannels FirstImages1 65	-1
DataChannels FirstImages1 66	-1
DataChannels FirstImages1 67	-1
DataChannels FirstImages1 68	-1
DataChannels FirstImages1 69	-1
DataChannels FirstImages1 7	-1
DataChannels FirstImages1 70	-1
DataChannels FirstImages1 71	-1
DataChannels FirstImages1 72	-1
DataChannels FirstImages1 73	-1
DataChannels FirstImages1 74	-1
DataChannels FirstImages1 75	-1
DataChannels FirstImages1 76	-1
DataChannels FirstImages1 77	-1
DataChannels FirstImages1 78	-1
DataChannels FirstImages1 79	-1
DataChannels FirstImages1 8	-1
DataChannels FirstImages1 80	-1
DataChannels FirstImages1 81	-1
DataChannels FirstImages1 82	-1
DataChannels FirstImages1 83	-1
DataChannels FirstImages1 84	-1
DataChannels FirstImages1 85	-1
DataChannels FirstImages1 86	-1
DataChannels FirstImages1 87	-1
DataChannels FirstImages1 88	-1
DataChannels FirstImages1 89	-1
DataChannels FirstImages1 9	-1
DataChannels FirstImages1 90	-1
DataChannels FirstImages1 91	-1
DataChannels FirstImages1 92	-1
DataChannels FirstImages1 93	-1
DataChannels FirstImages1 94	-1
DataChannels FirstImages1 95	-1
DataChannels FirstImages1 96	-1
DataChannels FirstImages1 97	-1
DataChannels FirstImages1 98	-1
DataChannels FirstImages1 99	-1
DataChannels FirstImages2 1	-1
DataChannels FirstImages2 10	-1
DataChannels FirstImages2 100	-1
DataChannels FirstImages2 101	-1
DataChannels FirstImages2 102	-1
DataChannels FirstImages2 103	-1
DataChannels FirstImages2 104	-1
DataChannels FirstImages2 105	-1
DataChannels FirstImages2 106	-1
DataChannels FirstImages2 107	-1
DataChannels FirstImages2 108	-1
DataChannels FirstImages2 109	-1
DataChannels FirstImages2 11	-1
DataChannels FirstImages2 110	-1
DataChannels FirstImages2 111	-1
DataChannels FirstImages2 112	-1
DataChannels FirstImages2 113	-1
DataChannels FirstImages2 114	-1
DataChannels FirstImages2 115	-1
DataChannels FirstImages2 116	-1
DataChannels FirstImages2 117	-1
DataChannels FirstImages2 118	-1
DataChannels FirstImages2 119	-1
DataChannels FirstImages2 12	-1
DataChannels FirstImages2 120	-1
DataChannels FirstImages2 121	-1
DataChannels FirstImages2 122	-1
DataChannels FirstImages2 123	-1
DataChannels FirstImages2 124	-1
DataChannels FirstImages2 125	-1
DataChannels FirstImages2 126	-1
DataChannels FirstImages2 127	-1
DataChannels FirstImages2 128	-1
DataChannels FirstImages2 129	-1
DataChannels FirstImages2 13	-1
DataChannels FirstImages2 130	-1
DataChannels FirstImages2 131	-1
DataChannels FirstImages2 132	-1
DataChannels FirstImages2 133	-1
DataChannels FirstImages2 134	-1
DataChannels FirstImages2 135	-1
DataChannels FirstImages2 136	-1
DataChannels FirstImages2 137	-1
DataChannels FirstImages2 138	-1
DataChannels FirstImages2 139	-1
DataChannels FirstImages2 14	-1
DataChannels FirstImages2 140	-1
DataChannels FirstImages2 141	-1
DataChannels FirstImages2 142	-1
DataChannels FirstImages2 143	-1
DataChannels FirstImages2 144	-1
DataChannels FirstImages2 145	-1
DataChannels FirstImages2 146	-1
DataChannels FirstImages2 147	-1
DataChannels FirstImages2 148	-1
DataChannels FirstImages2 149	-1
DataChannels FirstImages2 15	-1
DataChannels FirstImages2 150	-1
DataChannels FirstImages2 151	-1
DataChannels FirstImages2 152	-1
DataChannels FirstImages2 153	-1
DataChannels FirstImages2 154	-1
DataChannels FirstImages2 155	-1
DataChannels FirstImages2 156	-1
DataChannels FirstImages2 157	-1
DataChannels FirstImages2 158	-1
DataChannels FirstImages2 159	-1
DataChannels FirstImages2 16	-1
DataChannels FirstImages2 160	-1
DataChannels FirstImages2 161	-1
DataChannels FirstImages2 162	-1
DataChannels FirstImages2 163	-1
DataChannels FirstImages2 164	-1
DataChannels FirstImages2 165	-1
DataChannels FirstImages2 166	-1
DataChannels FirstImages2 167	-1
DataChannels FirstImages2 168	-1
DataChannels FirstImages2 169	-1
DataChannels FirstImages2 17	-1
DataChannels FirstImages2 170	-1
DataChannels FirstImages2 171	-1
DataChannels FirstImages2 172	-1
DataChannels FirstImages2 173	-1
DataChannels FirstImages2 174	-1
DataChannels FirstImages2 175	-1
DataChannels FirstImages2 176	-1
DataChannels FirstImages2 177	-1
DataChannels FirstImages2 178	-1
DataChannels FirstImages2 179	-1
DataChannels FirstImages2 18	-1
DataChannels FirstImages2 180	-1
DataChannels FirstImages2 181	-1
DataChannels FirstImages2 182	-1
DataChannels FirstImages2 183	-1
DataChannels FirstImages2 184	-1
DataChannels FirstImages2 185	-1
DataChannels FirstImages2 186	-1
DataChannels FirstImages2 187	-1
DataChannels FirstImages2 188	-1
DataChannels FirstImages2 189	-1
DataChannels FirstImages2 19	-1
DataChannels FirstImages2 190	-1
DataChannels FirstImages2 191	-1
DataChannels FirstImages2 192	-1
DataChannels FirstImages2 193	-1
DataChannels FirstImages2 194	-1
DataChannels FirstImages2 195	-1
DataChannels FirstImages2 196	-1
DataChannels FirstImages2 197	-1
DataChannels FirstImages2 198	-1
DataChannels FirstImages2 199	-1
DataChannels FirstImages2 2	-1
DataChannels FirstImages2 20	-1
DataChannels FirstImages2 200	-1
DataChannels FirstImages2 201	-1
DataChannels FirstImages2 202	-1
DataChannels FirstImages2 203	-1
DataChannels FirstImages2 204	-1
DataChannels FirstImages2 205	-1
DataChannels FirstImages2 206	-1
DataChannels FirstImages2 207	-1
DataChannels FirstImages2 208	-1
DataChannels FirstImages2 209	-1
DataChannels FirstImages2 21	-1
DataChannels FirstImages2 210	-1
DataChannels FirstImages2 211	-1
DataChannels FirstImages2 212	-1
DataChannels FirstImages2 213	-1
DataChannels FirstImages2 214	-1
DataChannels FirstImages2 215	-1
DataChannels FirstImages2 216	-1
DataChannels FirstImages2 217	-1
DataChannels FirstImages2 218	-1
DataChannels FirstImages2 219	-1
DataChannels FirstImages2 22	-1
DataChannels FirstImages2 220	-1
DataChannels FirstImages2 221	-1
DataChannels FirstImages2 222	-1
DataChannels FirstImages2 223	-1
DataChannels FirstImages2 224	-1
DataChannels FirstImages2 225	-1
DataChannels FirstImages2 226	-1
DataChannels FirstImages2 227	-1
DataChannels FirstImages2 228	-1
DataChannels FirstImages2 229	-1
DataChannels FirstImages2 23	-1
DataChannels FirstImages2 230	-1
DataChannels FirstImages2 231	-1
DataChannels FirstImages2 232	-1
DataChannels FirstImages2 233	-1
DataChannels FirstImages2 234	-1
DataChannels FirstImages2 235	-1
DataChannels FirstImages2 236	-1
DataChannels FirstImages2 237	-1
DataChannels FirstImages2 238	-1
DataChannels FirstImages2 239	-1
DataChannels FirstImages2 24	-1
DataChannels FirstImages2 240	-1
DataChannels FirstImages2 241	-1
DataChannels FirstImages2 242	-1
DataChannels FirstImages2 243	-1
DataChannels FirstImages2 244	-1
DataChannels FirstImages2 245	-1
DataChannels FirstImages2 246	-1
DataChannels FirstImages2 247	-1
DataChannels FirstImages2 248	-1
DataChannels FirstImages2 249	-1
DataChannels FirstImages2 25	-1
DataChannels FirstImages2 250	-1
DataChannels FirstImages2 251	-1
DataChannels FirstImages2 252	-1
DataChannels FirstImages2 253	-1
DataChannels FirstImages2 254	-1
DataChannels FirstImages2 255	-1
DataChannels FirstImages2 256	-1
DataChannels FirstImages2 257	-1
DataChannels FirstImages2 258	-1
DataChannels FirstImages2 259	-1
DataChannels FirstImages2 26	-1
DataChannels FirstImages2 260	-1
DataChannels FirstImages2 261	-1
DataChannels FirstImages2 262	-1
DataChannels FirstImages2 263	-1
DataChannels FirstImages2 264	-1
DataChannels FirstImages2 265	-1
DataChannels FirstImages2 266	-1
DataChannels FirstImages2 267	-1
DataChannels FirstImages2 268	-1
DataChannels FirstImages2 269	-1
DataChannels FirstImages2 27	-1
DataChannels FirstImages2 270	-1
DataChannels FirstImages2 271	-1
DataChannels FirstImages2 272	-1
DataChannels FirstImages2 273	-1
DataChannels FirstImages2 274	-1
DataChannels FirstImages2 275	-1
DataChannels FirstImages2 276	-1
DataChannels FirstImages2 277	-1
DataChannels FirstImages2 278	-1
DataChannels FirstImages2 279	-1
DataChannels FirstImages2 28	-1
DataChannels FirstImages2 280	-1
DataChannels FirstImages2 281	-1
DataChannels FirstImages2 282	-1
DataChannels FirstImages2 283	-1
DataChannels FirstImages2 284	-1
DataChannels FirstImages2 285	-1
DataChannels FirstImages2 286	-1
DataChannels FirstImages2 287	-1
DataChannels FirstImages2 288	-1
DataChannels FirstImages2 289	-1
DataChannels FirstImages2 29	-1
DataChannels FirstImages2 290	-1
DataChannels FirstImages2 291	-1
DataChannels FirstImages2 292	-1
DataChannels FirstImages2 293	-1
DataChannels FirstImages2 294	-1
DataChannels FirstImages2 295	-1
DataChannels FirstImages2 296	-1
DataChannels FirstImages2 297	-1
DataChannels FirstImages2 298	-1
DataChannels FirstImages2 299	-1
DataChannels FirstImages2 3	-1
DataChannels FirstImages2 30	-1
DataChannels FirstImages2 300	-1
DataChannels FirstImages2 301	-1
DataChannels FirstImages2 302	-1
DataChannels FirstImages2 303	-1
DataChannels FirstImages2 304	-1
DataChannels FirstImages2 305	-1
DataChannels FirstImages2 306	-1
DataChannels FirstImages2 307	-1
DataChannels FirstImages2 308	-1
DataChannels FirstImages2 309	-1
DataChannels FirstImages2 31	-1
DataChannels FirstImages2 310	-1
DataChannels FirstImages2 311	-1
DataChannels FirstImages2 312	-1
DataChannels FirstImages2 313	-1
DataChannels FirstImages2 314	-1
DataChannels FirstImages2 315	-1
DataChannels FirstImages2 316	-1
DataChannels FirstImages2 317	-1
DataChannels FirstImages2 318	-1
DataChannels FirstImages2 319	-1
DataChannels FirstImages2 32	-1
DataChannels FirstImages2 320	-1
DataChannels FirstImages2 321	-1
DataChannels FirstImages2 322	-1
DataChannels FirstImages2 323	-1
DataChannels FirstImages2 324	-1
DataChannels FirstImages2 325	-1
DataChannels FirstImages2 326	-1
DataChannels FirstImages2 327	-1
DataChannels FirstImages2 328	-1
DataChannels FirstImages2 329	-1
DataChannels FirstImages2 33	-1
DataChannels FirstImages2 330	-1
DataChannels FirstImages2 331	-1
DataChannels FirstImages2 332	-1
DataChannels FirstImages2 333	-1
DataChannels FirstImages2 334	-1
DataChannels FirstImages2 335	-1
DataChannels FirstImages2 336	-1
DataChannels FirstImages2 337	-1
DataChannels FirstImages2 338	-1
DataChannels FirstImages2 339	-1
DataChannels FirstImages2 34	-1
DataChannels FirstImages2 340	-1
DataChannels FirstImages2 341	-1
DataChannels FirstImages2 342	-1
DataChannels FirstImages2 343	-1
DataChannels FirstImages2 344	-1
DataChannels FirstImages2 345	-1
DataChannels FirstImages2 346	-1
DataChannels FirstImages2 347	-1
DataChannels FirstImages2 348	-1
DataChannels FirstImages2 349	-1
DataChannels FirstImages2 35	-1
DataChannels FirstImages2 350	-1
DataChannels FirstImages2 351	-1
DataChannels FirstImages2 352	-1
DataChannels FirstImages2 353	-1
DataChannels FirstImages2 354	-1
DataChannels FirstImages2 355	-1
DataChannels FirstImages2 356	-1
DataChannels FirstImages2 357	-1
DataChannels FirstImages2 358	-1
DataChannels FirstImages2 359	-1
DataChannels FirstImages2 36	-1
DataChannels FirstImages2 360	-1
DataChannels FirstImages2 361	-1
DataChannels FirstImages2 362	-1
DataChannels FirstImages2 363	-1
DataChannels FirstImages2 364	-1
DataChannels FirstImages2 365	-1
DataChannels FirstImages2 366	-1
DataChannels FirstImages2 367	-1
DataChannels FirstImages2 368	-1
DataChannels FirstImages2 369	-1
DataChannels FirstImages2 37	-1
DataChannels FirstImages2 370	-1
DataChannels FirstImages2 371	-1
DataChannels FirstImages2 372	-1
DataChannels FirstImages2 373	-1
DataChannels FirstImages2 374	-1
DataChannels FirstImages2 375	-1
DataChannels FirstImages2 376	-1
DataChannels FirstImages2 377	-1
DataChannels FirstImages2 378	-1
DataChannels FirstImages2 379	-1
DataChannels FirstImages2 38	-1
DataChannels FirstImages2 380	-1
DataChannels FirstImages2 381	-1
DataChannels FirstImages2 382	-1
DataChannels FirstImages2 383	-1
DataChannels FirstImages2 384	-1
DataChannels FirstImages2 385	-1
DataChannels FirstImages2 386	-1
DataChannels FirstImages2 387	-1
DataChannels FirstImages2 388	-1
DataChannels FirstImages2 389	-1
DataChannels FirstImages2 39	-1
DataChannels FirstImages2 390	-1
DataChannels FirstImages2 391	-1
DataChannels FirstImages2 392	-1
DataChannels FirstImages2 393	-1
DataChannels FirstImages2 394	-1
DataChannels FirstImages2 395	-1
DataChannels FirstImages2 396	-1
DataChannels FirstImages2 397	-1
DataChannels FirstImages2 398	-1
DataChannels FirstImages2 399	-1
DataChannels FirstImages2 4	-1
DataChannels FirstImages2 40	-1
DataChannels FirstImages2 400	-1
DataChannels FirstImages2 401	-1
DataChannels FirstImages2 402	-1
DataChannels FirstImages2 403	-1
DataChannels FirstImages2 404	-1
DataChannels FirstImages2 405	-1
DataChannels FirstImages2 406	-1
DataChannels FirstImages2 407	-1
DataChannels FirstImages2 408	-1
DataChannels FirstImages2 409	-1
DataChannels FirstImages2 41	-1
DataChannels FirstImages2 410	-1
DataChannels FirstImages2 411	-1
DataChannels FirstImages2 412	-1
DataChannels FirstImages2 413	-1
DataChannels FirstImages2 414	-1
DataChannels FirstImages2 415	-1
DataChannels FirstImages2 416	-1
DataChannels FirstImages2 417	-1
DataChannels FirstImages2 418	-1
DataChannels FirstImages2 419	-1
DataChannels FirstImages2 42	-1
DataChannels FirstImages2 420	-1
DataChannels FirstImages2 421	-1
DataChannels FirstImages2 422	-1
DataChannels FirstImages2 423	-1
DataChannels FirstImages2 424	-1
DataChannels FirstImages2 425	-1
DataChannels FirstImages2 426	-1
DataChannels FirstImages2 427	-1
DataChannels FirstImages2 428	-1
DataChannels FirstImages2 429	-1
DataChannels FirstImages2 43	-1
DataChannels FirstImages2 430	-1
DataChannels FirstImages2 431	-1
DataChannels FirstImages2 432	-1
DataChannels FirstImages2 433	-1
DataChannels FirstImages2 434	-1
DataChannels FirstImages2 435	-1
DataChannels FirstImages2 436	-1
DataChannels FirstImages2 437	-1
DataChannels FirstImages2 438	-1
DataChannels FirstImages2 439	-1
DataChannels FirstImages2 44	-1
DataChannels FirstImages2 440	-1
DataChannels FirstImages2 441	-1
DataChannels FirstImages2 442	-1
DataChannels FirstImages2 443	-1
DataChannels FirstImages2 444	-1
DataChannels FirstImages2 445	-1
DataChannels FirstImages2 446	-1
DataChannels FirstImages2 447	-1
DataChannels FirstImages2 448	-1
DataChannels FirstImages2 449	-1
DataChannels FirstImages2 45	-1
DataChannels FirstImages2 450	-1
DataChannels FirstImages2 451	-1
DataChannels FirstImages2 452	-1
DataChannels FirstImages2 453	-1
DataChannels FirstImages2 454	-1
DataChannels FirstImages2 455	-1
DataChannels FirstImages2 456	-1
DataChannels FirstImages2 46	-1
DataChannels FirstImages2 47	-1
DataChannels FirstImages2 48	-1
DataChannels FirstImages2 49	-1
DataChannels FirstImages2 5	-1
DataChannels FirstImages2 50	-1
DataChannels FirstImages2 51	-1
DataChannels FirstImages2 52	-1
DataChannels FirstImages2 53	-1
DataChannels FirstImages2 54	-1
DataChannels FirstImages2 55	-1
DataChannels FirstImages2 56	-1
DataChannels FirstImages2 57	-1
DataChannels FirstImages2 58	-1
DataChannels FirstImages2 59	-1
DataChannels FirstImages2 6	-1
DataChannels FirstImages2 60	-1
DataChannels FirstImages2 61	-1
DataChannels FirstImages2 62	-1
DataChannels FirstImages2 63	-1
DataChannels FirstImages2 64	-1
DataChannels FirstImages2 65	-1
DataChannels FirstImages2 66	-1
DataChannels FirstImages2 67	-1
DataChannels FirstImages2 68	-1
DataChannels FirstImages2 69	-1
DataChannels FirstImages2 7	-1
DataChannels FirstImages2 70	-1
DataChannels FirstImages2 71	-1
DataChannels FirstImages2 72	-1
DataChannels FirstImages2 73	-1
DataChannels FirstImages2 74	-1
DataChannels FirstImages2 75	-1
DataChannels FirstImages2 76	-1
DataChannels FirstImages2 77	-1
DataChannels FirstImages2 78	-1
DataChannels FirstImages2 79	-1
DataChannels FirstImages2 8	-1
DataChannels FirstImages2 80	-1
DataChannels FirstImages2 81	-1
DataChannels FirstImages2 82	-1
DataChannels FirstImages2 83	-1
DataChannels FirstImages2 84	-1
DataChannels FirstImages2 85	-1
DataChannels FirstImages2 86	-1
DataChannels FirstImages2 87	-1
DataChannels FirstImages2 88	-1
DataChannels FirstImages2 89	-1
DataChannels FirstImages2 9	-1
DataChannels FirstImages2 90	-1
DataChannels FirstImages2 91	-1
DataChannels FirstImages2 92	-1
DataChannels FirstImages2 93	-1
DataChannels FirstImages2 94	-1
DataChannels FirstImages2 95	-1
DataChannels FirstImages2 96	-1
DataChannels FirstImages2 97	-1
DataChannels FirstImages2 98	-1
DataChannels FirstImages2 99	-1
DataChannels IDTrack 1	1
DataChannels IDTrack 10	1
DataChannels IDTrack 100	14
DataChannels IDTrack 101	14
DataChannels IDTrack 102	14
DataChannels IDTrack 103	15
DataChannels IDTrack 104	15
DataChannels IDTrack 105	15
DataChannels IDTrack 106	15
DataChannels IDTrack 107	15
DataChannels IDTrack 108	15
DataChannels IDTrack 109	15
DataChannels IDTrack 11	1
DataChannels IDTrack 110	15
DataChannels IDTrack 111	15
DataChannels IDTrack 112	15
DataChannels IDTrack 113	15
DataChannels IDTrack 114	15
DataChannels IDTrack 115	16
DataChannels IDTrack 116	16
DataChannels IDTrack 117	16
DataChannels IDTrack 118	16
DataChannels IDTrack 119	16
DataChannels IDTrack 12	1
DataChannels IDTrack 120	16
DataChannels IDTrack 121	16
DataChannels IDTrack 122	16
DataChannels IDTrack 123	16
DataChannels IDTrack 124	16
DataChannels IDTrack 125	16
DataChannels IDTrack 126	16
DataChannels IDTrack 127	18
DataChannels IDTrack 128	18
DataChannels IDTrack 129	19
DataChannels IDTrack 13	3
DataChannels IDTrack 130	19
DataChannels IDTrack 131	19
DataChannels IDTrack 132	19
DataChannels IDTrack 133	19
DataChannels IDTrack 134	19
DataChannels IDTrack 135	19
DataChannels IDTrack 136	19
DataChannels IDTrack 137	19
DataChannels IDTrack 138	19
DataChannels IDTrack 139	19
DataChannels IDTrack 14	3
DataChannels IDTrack 140	19
DataChannels IDTrack 141	20
DataChannels IDTrack 142	20
DataChannels IDTrack 143	20
DataChannels IDTrack 144	20
DataChannels IDTrack 145	20
DataChannels IDTrack 146	20
DataChannels IDTrack 147	20
DataChannels IDTrack 148	20
DataChannels IDTrack 149	20
DataChannels IDTrack 15	4
DataChannels IDTrack 150	20
DataChannels IDTrack 151	20
DataChannels IDTrack 152	20
DataChannels IDTrack 153	21
DataChannels IDTrack 154	21
DataChannels IDTrack 155	21
DataChannels IDTrack 156	21
DataChannels IDTrack 157	21
DataChannels IDTrack 158	21
DataChannels IDTrack 159	21
DataChannels IDTrack 16	4
DataChannels IDTrack 160	21
DataChannels IDTrack 161	21
DataChannels IDTrack 162	21
DataChannels IDTrack 163	21
DataChannels IDTrack 164	21
DataChannels IDTrack 165	23
DataChannels IDTrack 166	23
DataChannels IDTrack 167	24
DataChannels IDTrack 168	24
DataChannels IDTrack 169	24
DataChannels IDTrack 17	4
DataChannels IDTrack 170	24
DataChannels IDTrack 171	24
DataChannels IDTrack 172	24
DataChannels IDTrack 173	24
DataChannels IDTrack 174	24
DataChannels IDTrack 175	24
DataChannels IDTrack 176	24
DataChannels IDTrack 177	24
DataChannels IDTrack 178	24
DataChannels IDTrack 179	25
DataChannels IDTrack 18	4
DataChannels IDTrack 180	25
DataChannels IDTrack 181	25
DataChannels IDTrack 182	25
DataChannels IDTrack 183	25
DataChannels IDTrack 184	25
DataChannels IDTrack 185	25
DataChannels IDTrack 186	25
DataChannels IDTrack 187	25
DataChannels IDTrack 188	25
DataChannels IDTrack 189	25
DataChannels IDTrack 19	4
DataChannels IDTrack 190	25
DataChannels IDTrack 191	26
DataChannels IDTrack 192	26
DataChannels IDTrack 193	26
DataChannels IDTrack 194	26
DataChannels IDTrack 195	26
DataChannels IDTrack 196	26
DataChannels IDTrack 197	26
DataChannels IDTrack 198	26
DataChannels IDTrack 199	26
DataChannels IDTrack 2	1
DataChannels IDTrack 20	4
DataChannels IDTrack 200	26
DataChannels IDTrack 201	26
DataChannels IDTrack 202	26
DataChannels IDTrack 203	28
DataChannels IDTrack 204	28
DataChannels IDTrack 205	29
DataChannels IDTrack 206	29
DataChannels IDTrack 207	29
DataChannels IDTrack 208	29
DataChannels IDTrack 209	29
DataChannels IDTrack 21	4
DataChannels IDTrack 210	29
DataChannels IDTrack 211	29
DataChannels IDTrack 212	29
DataChannels IDTrack 213	29
DataChannels IDTrack 214	29
DataChannels IDTrack 215	29
DataChannels IDTrack 216	29
DataChannels IDTrack 217	30
DataChannels IDTrack 218	30
DataChannels IDTrack 219	30
DataChannels IDTrack 22	4
DataChannels IDTrack 220	30
DataChannels IDTrack 221	30
DataChannels IDTrack 222	30
DataChannels IDTrack 223	30
DataChannels IDTrack 224	30
DataChannels IDTrack 225	30
DataChannels IDTrack 226	30
DataChannels IDTrack 227	30
DataChannels IDTrack 228	30
DataChannels IDTrack 229	31
DataChannels IDTrack 23	4
DataChannels IDTrack 230	31
DataChannels IDTrack 231	31
DataChannels IDTrack 232	31
DataChannels IDTrack 233	31
DataChannels IDTrack 234	31
DataChannels IDTrack 235	31
DataChannels IDTrack 236	31
DataChannels IDTrack 237	31
DataChannels IDTrack 238	31
DataChannels IDTrack 239	31
DataChannels IDTrack 24	4
DataChannels IDTrack 240	31
DataChannels IDTrack 241	33
DataChannels IDTrack 242	33
DataChannels IDTrack 243	34
DataChannels IDTrack 244	34
DataChannels IDTrack 245	34
DataChannels IDTrack 246	34
DataChannels IDTrack 247	34
DataChannels IDTrack 248	34
DataChannels IDTrack 249	34
DataChannels IDTrack 25	4
DataChannels IDTrack 250	34
DataChannels IDTrack 251	34
DataChannels IDTrack 252	34
DataChannels IDTrack 253	34
DataChannels IDTrack 254	34
DataChannels IDTrack 255	35
DataChannels IDTrack 256	35
DataChannels IDTrack 257	35
DataChannels IDTrack 258	35
DataChannels IDTrack 259	35
DataChannels IDTrack 26	4
DataChannels IDTrack 260	35
DataChannels IDTrack 261	35
DataChannels IDTrack 262	35
DataChannels IDTrack 263	35
DataChannels IDTrack 264	35
DataChannels IDTrack 265	35
DataChannels IDTrack 266	35
DataChannels IDTrack 267	36
DataChannels IDTrack 268	36
DataChannels IDTrack 269	36
DataChannels IDTrack 27	5
DataChannels IDTrack 270	36
DataChannels IDTrack 271	36
DataChannels IDTrack 272	36
DataChannels IDTrack 273	36
DataChannels IDTrack 274	36
DataChannels IDTrack 275	36
DataChannels IDTrack 276	36
DataChannels IDTrack 277	36
DataChannels IDTrack 278	36
DataChannels IDTrack 279	38
DataChannels IDTrack 28	5
DataChannels IDTrack 280	38
DataChannels IDTrack 281	39
DataChannels IDTrack 282	39
DataChannels IDTrack 283	39
DataChannels IDTrack 284	39
DataChannels IDTrack 285	39
DataChannels IDTrack 286	39
DataChannels IDTrack 287	39
DataChannels IDTrack 288	39
DataChannels IDTrack 289	39
DataChannels IDTrack 29	5
DataChannels IDTrack 290	39
DataChannels IDTrack 291	39
DataChannels IDTrack 292	39
DataChannels IDTrack 293	40
DataChannels IDTrack 294	40
DataChannels IDTrack 295	40
DataChannels IDTrack 296	40
DataChannels IDTrack 297	40
DataChannels IDTrack 298	40
DataChannels IDTrack 299	40
DataChannels IDTrack 3	1
DataChannels IDTrack 30	5
DataChannels IDTrack 300	40
DataChannels IDTrack 301	40
DataChannels IDTrack 302	40
DataChannels IDTrack 303	40
DataChannels IDTrack 304	40
DataChannels IDTrack 305	41
DataChannels IDTrack 306	41
DataChannels IDTrack 307	41
DataChannels IDTrack 308	41
DataChannels IDTrack 309	41
DataChannels IDTrack 31	5
DataChannels IDTrack 310	41
DataChannels IDTrack 311	41
DataChannels IDTrack 312	41
DataChannels IDTrack 313	41
DataChannels IDTrack 314	41
DataChannels IDTrack 315	41
DataChannels IDTrack 316	41
DataChannels IDTrack 317	43
DataChannels IDTrack 318	43
DataChannels IDTrack 319	44
DataChannels IDTrack 32	5
DataChannels IDTrack 320	44
DataChannels IDTrack 321	44
DataChannels IDTrack 322	44
DataChannels IDTrack 323	44
DataChannels IDTrack 324	44
DataChannels IDTrack 325	44
DataChannels IDTrack 326	44
DataChannels IDTrack 327	44
DataChannels IDTrack 328	44
DataChannels IDTrack 329	44
DataChannels IDTrack 33	5
DataChannels IDTrack 330	44
DataChannels IDTrack 331	45
DataChannels IDTrack 332	45
DataChannels IDTrack 333	45
DataChannels IDTrack 334	45
DataChannels IDTrack 335	45
DataChannels IDTrack 336	45
DataChannels IDTrack 337	45
DataChannels IDTrack 338	45
DataChannels IDTrack 339	45
DataChannels IDTrack 34	5
DataChannels IDTrack 340	45
DataChannels IDTrack 341	45
DataChannels IDTrack 342	45
DataChannels IDTrack 343	46
DataChannels IDTrack 344	46
DataChannels IDTrack 345	46
DataChannels IDTrack 346	46
DataChannels IDTrack 347	46
DataChannels IDTrack 348	46
DataChannels IDTrack 349	46
DataChannels IDTrack 35	5
DataChannels IDTrack 350	46
DataChannels IDTrack 351	46
DataChannels IDTrack 352	46
DataChannels IDTrack 353	46
DataChannels IDTrack 354	46
DataChannels IDTrack 355	48
DataChannels IDTrack 356	48
DataChannels IDTrack 357	49
DataChannels IDTrack 358	49
DataChannels IDTrack 359	49
DataChannels IDTrack 36	5
DataChannels IDTrack 360	49
DataChannels IDTrack 361	49
DataChannels IDTrack 362	49
DataChannels IDTrack 363	49
DataChannels IDTrack 364	49
DataChannels IDTrack 365	49
DataChannels IDTrack 366	49
DataChannels IDTrack 367	49
DataChannels IDTrack 368	49
DataChannels IDTrack 369	50
DataChannels IDTrack 37	5
DataChannels IDTrack 370	50
DataChannels IDTrack 371	50
DataChannels IDTrack 372	50
DataChannels IDTrack 373	50
DataChannels IDTrack 374	50
DataChannels IDTrack 375	50
DataChannels IDTrack 376	50
DataChannels IDTrack 377	50
DataChannels IDTrack 378	50
DataChannels IDTrack 379	50
DataChannels IDTrack 38	5
DataChannels IDTrack 380	50
DataChannels IDTrack 381	51
DataChannels IDTrack 382	51
DataChannels IDTrack 383	51
DataChannels IDTrack 384	51
DataChannels IDTrack 385	51
DataChannels IDTrack 386	51
DataChannels IDTrack 387	51
DataChannels IDTrack 388	51
DataChannels IDTrack 389	51
DataChannels IDTrack 39	6
DataChannels IDTrack 390	51
DataChannels IDTrack 391	51
DataChannels IDTrack 392	51
DataChannels IDTrack 393	53
DataChannels IDTrack 394	53
DataChannels IDTrack 395	54
DataChannels IDTrack 396	54
DataChannels IDTrack 397	54
DataChannels IDTrack 398	54
DataChannels IDTrack 399	54
DataChannels IDTrack 4	1
DataChannels IDTrack 40	6
DataChannels IDTrack 400	54
DataChannels IDTrack 401	54
DataChannels IDTrack 402	54
DataChannels IDTrack 403	54
DataChannels IDTrack 404	54
DataChannels IDTrack 405	54
DataChannels IDTrack 406	54
DataChannels IDTrack 407	55
DataChannels IDTrack 408	55
DataChannels IDTrack 409	55
DataChannels IDTrack 41	6
DataChannels IDTrack 410	55
DataChannels IDTrack 411	55
DataChannels IDTrack 412	55
DataChannels IDTrack 413	55
DataChannels IDTrack 414	55
DataChannels IDTrack 415	55
DataChannels IDTrack 416	55
DataChannels IDTrack 417	55
DataChannels IDTrack 418	55
DataChannels IDTrack 419	56
DataChannels IDTrack 42	6
DataChannels IDTrack 420	56
DataChannels IDTrack 421	56
DataChannels IDTrack 422	56
DataChannels IDTrack 423	56
DataChannels IDTrack 424	56
DataChannels IDTrack 425	56
DataChannels IDTrack 426	56
DataChannels IDTrack 427	56
DataChannels IDTrack 428	56
DataChannels IDTrack 429	56
DataChannels IDTrack 43	6
DataChannels IDTrack 430	56
DataChannels IDTrack 431	58
DataChannels IDTrack 432	58
DataChannels IDTrack 433	59
DataChannels IDTrack 434	59
DataChannels IDTrack 435	59
DataChannels IDTrack 436	59
DataChannels IDTrack 437	59
DataChannels IDTrack 438	59
DataChannels IDTrack 439	59
DataChannels IDTrack 44	6
DataChannels IDTrack 440	59
DataChannels IDTrack 441	59
DataChannels IDTrack 442	59
DataChannels IDTrack 443	59
DataChannels IDTrack 444	59
DataChannels IDTrack 445	60
DataChannels IDTrack 446	60
DataChannels IDTrack 447	60
DataChannels IDTrack 448	60
DataChannels IDTrack 449	60
DataChannels IDTrack 45	6
DataChannels IDTrack 450	60
DataChannels IDTrack 451	60
DataChannels IDTrack 452	60
DataChannels IDTrack 453	60
DataChannels IDTrack 454	60
DataChannels IDTrack 455	60
DataChannels IDTrack 456	60
DataChannels IDTrack 46	6
DataChannels IDTrack 47	6
DataChannels IDTrack 48	6
DataChannels IDTrack 49	6
DataChannels IDTrack 5	1
DataChannels IDTrack 50	6
DataChannels IDTrack 51	8
DataChannels IDTrack 52	8
DataChannels IDTrack 53	9
DataChannels IDTrack 54	9
DataChannels IDTrack 55	9
DataChannels IDTrack 56	9
DataChannels IDTrack 57	9
DataChannels IDTrack 58	9
DataChannels IDTrack 59	9
DataChannels IDTrack 6	1
DataChannels IDTrack 60	9
DataChannels IDTrack 61	9
DataChannels IDTrack 62	9
DataChannels IDTrack 63	9
DataChannels IDTrack 64	9
DataChannels IDTrack 65	10
DataChannels IDTrack 66	10
DataChannels IDTrack 67	10
DataChannels IDTrack 68	10
DataChannels IDTrack 69	10
DataChannels IDTrack 7	1
DataChannels IDTrack 70	10
DataChannels IDTrack 71	10
DataChannels IDTrack 72	10
DataChannels IDTrack 73	10
DataChannels IDTrack 74	10
DataChannels IDTrack 75	10
DataChannels IDTrack 76	10
DataChannels IDTrack 77	11
DataChannels IDTrack 78	11
DataChannels IDTrack 79	11
DataChannels IDTrack 8	1
DataChannels IDTrack 80	11
DataChannels IDTrack 81	11
DataChannels IDTrack 82	11
DataChannels IDTrack 83	11
DataChannels IDTrack 84	11
DataChannels IDTrack 85	11
DataChannels IDTrack 86	11
DataChannels IDTrack 87	11
DataChannels IDTrack 88	11
DataChannels IDTrack 89	13
DataChannels IDTrack 9	1
DataChannels IDTrack 90	13
DataChannels IDTrack 91	14
DataChannels IDTrack 92	14
DataChannels IDTrack 93	14
DataChannels IDTrack 94	14
DataChannels IDTrack 95	14
DataChannels IDTrack 96	14
DataChannels IDTrack 97	14
DataChannels IDTrack 98	14
DataChannels IDTrack 99	14
DataChannels MMF Index 1	0
DataChannels MMF Index 10	-1
DataChannels MMF Index 100	1
DataChannels MMF Index 101	-1
DataChannels MMF Index 102	-1
DataChannels MMF Index 103	-1
DataChannels MMF Index 104	-1
DataChannels MMF Index 105	-1
DataChannels MMF Index 106	-1
DataChannels MMF Index 107	-1
DataChannels MMF Index 108	-1
DataChannels MMF Index 109	-1
DataChannels MMF Index 11	-1
DataChannels MMF Index 110	-1
DataChannels MMF Index 111	-1
DataChannels MMF Index 112	-1
DataChannels MMF Index 113	0
DataChannels MMF Index 114	-1
DataChannels MMF Index 115	0
DataChannels MMF Index 116	-1
DataChannels MMF Index 117	-1
DataChannels MMF Index 118	-1
DataChannels MMF Index 119	-1
DataChannels MMF Index 12	-1
DataChannels MMF Index 120	-1
DataChannels MMF Index 121	-1
DataChannels MMF Index 122	-1
DataChannels MMF Index 123	-1
DataChannels MMF Index 124	-1
DataChannels MMF Index 125	-1
DataChannels MMF Index 126	-1
DataChannels MMF Index 127	-1
DataChannels MMF Index 128	-1
DataChannels MMF Index 129	-1
DataChannels MMF Index 13	-1
DataChannels MMF Index 130	-1
DataChannels MMF Index 131	-1
DataChannels MMF Index 132	-1
DataChannels MMF Index 133	-1
DataChannels MMF Index 134	-1
DataChannels MMF Index 135	-1
DataChannels MMF Index 136	-1
DataChannels MMF Index 137	-1
DataChannels MMF Index 138	0
DataChannels MMF Index 139	-1
DataChannels MMF Index 14	-1
DataChannels MMF Index 140	-1
DataChannels MMF Index 141	-1
DataChannels MMF Index 142	-1
DataChannels MMF Index 143	-1
DataChannels MMF Index 144	-1
DataChannels MMF Index 145	-1
DataChannels MMF Index 146	-1
DataChannels MMF Index 147	-1
DataChannels MMF Index 148	-1
DataChannels MMF Index 149	-1
DataChannels MMF Index 15	-1
DataChannels MMF Index 150	-1
DataChannels MMF Index 151	0
DataChannels MMF Index 152	-1
DataChannels MMF Index 153	0
DataChannels MMF Index 154	-1
DataChannels MMF Index 155	-1
DataChannels MMF Index 156	-1
DataChannels MMF Index 157	-1
DataChannels MMF Index 158	-1
DataChannels MMF Index 159	-1
DataChannels MMF Index 16	-1
DataChannels MMF Index 160	-1
DataChannels MMF Index 161	-1
DataChannels MMF Index 162	-1
DataChannels MMF Index 163	-1
DataChannels MMF Index 164	-1
DataChannels MMF Index 165	-1
DataChannels MMF Index 166	-1
DataChannels MMF Index 167	-1
DataChannels MMF Index 168	-1
DataChannels MMF Index 169	-1
DataChannels MMF Index 17	-1
DataChannels MMF Index 170	-1
DataChannels MMF Index 171	-1
DataChannels MMF Index 172	-1
DataChannels MMF Index 173	-1
DataChannels MMF Index 174	-1
DataChannels MMF Index 175	-1
DataChannels MMF Index 176	0
DataChannels MMF Index 177	-1
DataChannels MMF Index 178	-1
DataChannels MMF Index 179	-1
DataChannels MMF Index 18	-1
DataChannels MMF Index 180	-1
DataChannels MMF Index 181	-1
DataChannels MMF Index 182	-1
DataChannels MMF Index 183	-1
DataChannels MMF Index 184	-1
DataChannels MMF Index 185	-1
DataChannels MMF Index 186	-1
DataChannels MMF Index 187	-1
DataChannels MMF Index 188	-1
DataChannels MMF Index 189	0
DataChannels MMF Index 19	-1
DataChannels MMF Index 190	-1
DataChannels MMF Index 191	0
DataChannels MMF Index 192	-1
DataChannels MMF Index 193	-1
DataChannels MMF Index 194	-1
DataChannels MMF Index 195	-1
DataChannels MMF Index 196	-1
DataChannels MMF Index 197	-1
DataChannels MMF Index 198	-1
DataChannels MMF Index 199	-1
DataChannels MMF Index 2	-1
DataChannels MMF Index 20	-1
DataChannels MMF Index 200	-1
DataChannels MMF Index 201	-1
DataChannels MMF Index 202	-1
DataChannels MMF Index 203	-1
DataChannels MMF Index 204	-1
DataChannels MMF Index 205	-1
DataChannels MMF Index 206	-1
DataChannels MMF Index 207	-1
DataChannels MMF Index 208	-1
DataChannels MMF Index 209	-1
DataChannels MMF Index 21	-1
DataChannels MMF Index 210	-1
DataChannels MMF Index 211	-1
DataChannels MMF Index 212	-1
DataChannels MMF Index 213	-1
DataChannels MMF Index 214	0
DataChannels MMF Index 215	-1
DataChannels MMF Index 216	-1
DataChannels MMF Index 217	-1
DataChannels MMF Index 218	-1
DataChannels MMF Index 219	-1
DataChannels MMF Index 22	-1
DataChannels MMF Index 220	-1
DataChannels MMF Index 221	-1
DataChannels MMF Index 222	-1
DataChannels MMF Index 223	-1
DataChannels MMF Index 224	-1
DataChannels MMF Index 225	-1
DataChannels MMF Index 226	-1
DataChannels MMF Index 227	0
DataChannels MMF Index 228	-1
DataChannels MMF Index 229	0
DataChannels MMF Index 23	-1
DataChannels MMF Index 230	-1
DataChannels MMF Index 231	-1
DataChannels MMF Index 232	-1
DataChannels MMF Index 233	-1
DataChannels MMF Index 234	-1
DataChannels MMF Index 235	-1
DataChannels MMF Index 236	-1
DataChannels MMF Index 237	-1
DataChannels MMF Index 238	-1
DataChannels MMF Index 239	-1
DataChannels MMF Index 24	0
DataChannels MMF Index 240	-1
DataChannels MMF Index 241	-1
DataChannels MMF Index 242	-1
DataChannels MMF Index 243	-1
DataChannels MMF Index 244	-1
DataChannels MMF Index 245	-1
DataChannels MMF Index 246	-1
DataChannels MMF Index 247	-1
DataChannels MMF Index 248	-1
DataChannels MMF Index 249	-1
DataChannels MMF Index 25	-1
DataChannels MMF Index 250	-1
DataChannels MMF Index 251	-1
DataChannels MMF Index 252	0
DataChannels MMF Index 253	-1
DataChannels MMF Index 254	-1
DataChannels MMF Index 255	-1
DataChannels MMF Index 256	-1
DataChannels MMF Index 257	-1
DataChannels MMF Index 258	-1
DataChannels MMF Index 259	-1
DataChannels MMF Index 26	-1
DataChannels MMF Index 260	-1
DataChannels MMF Index 261	-1
DataChannels MMF Index 262	-1
DataChannels MMF Index 263	-1
DataChannels MMF Index 264	-1
DataChannels MMF Index 265	0
DataChannels MMF Index 266	-1
DataChannels MMF Index 267	0
DataChannels MMF Index 268	-1
DataChannels MMF Index 269	-1
DataChannels MMF Index 27	-1
DataChannels MMF Index 270	-1
DataChannels MMF Index 271	-1
DataChannels MMF Index 272	-1
DataChannels MMF Index 273	-1
DataChannels MMF Index 274	-1
DataChannels MMF Index 275	-1
DataChannels MMF Index 276	-1
DataChannels MMF Index 277	-1
DataChannels MMF Index 278	-1
DataChannels MMF Index 279	-1
DataChannels MMF Index 28	-1
DataChannels MMF Index 280	-1
DataChannels MMF Index 281	-1
DataChannels MMF Index 282	-1
DataChannels MMF Index 283	-1
DataChannels MMF Index 284	-1
DataChannels MMF Index 285	-1
DataChannels MMF Index 286	-1
DataChannels MMF Index 287	-1
DataChannels MMF Index 288	-1
DataChannels MMF Index 289	-1
DataChannels MMF Index 29	-1
DataChannels MMF Index 290	0
DataChannels MMF Index 291	-1
DataChannels MMF Index 292	-1
DataChannels MMF Index 293	-1
DataChannels MMF Index 294	-1
DataChannels MMF Index 295	-1
DataChannels MMF Index 296	-1
DataChannels MMF Index 297	-1
DataChannels MMF Index 298	-1
DataChannels MMF Index 299	-1
DataChannels MMF Index 3	-1
DataChannels MMF Index 30	-1
DataChannels MMF Index 300	-1
DataChannels MMF Index 301	-1
DataChannels MMF Index 302	-1
DataChannels MMF Index 303	0
DataChannels MMF Index 304	-1
DataChannels MMF Index 305	0
DataChannels MMF Index 306	-1
DataChannels MMF Index 307	-1
DataChannels MMF Index 308	-1
DataChannels MMF Index 309	-1
DataChannels MMF Index 31	-1
DataChannels MMF Index 310	-1
DataChannels MMF Index 311	-1
DataChannels MMF Index 312	-1
DataChannels MMF Index 313	-1
DataChannels MMF Index 314	-1
DataChannels MMF Index 315	-1
DataChannels MMF Index 316	-1
DataChannels MMF Index 317	-1
DataChannels MMF Index 318	-1
DataChannels MMF Index 319	-1
DataChannels MMF Index 32	-1
DataChannels MMF Index 320	-1
DataChannels MMF Index 321	-1
DataChannels MMF Index 322	-1
DataChannels MMF Index 323	-1
DataChannels MMF Index 324	-1
DataChannels MMF Index 325	-1
DataChannels MMF Index 326	-1
DataChannels MMF Index 327	-1
DataChannels MMF Index 328	0
DataChannels MMF Index 329	-1
DataChannels MMF Index 33	-1
DataChannels MMF Index 330	-1
DataChannels MMF Index 331	-1
DataChannels MMF Index 332	-1
DataChannels MMF Index 333	-1
DataChannels MMF Index 334	-1
DataChannels MMF Index 335	-1
DataChannels MMF Index 336	-1
DataChannels MMF Index 337	-1
DataChannels MMF Index 338	-1
DataChannels MMF Index 339	-1
DataChannels MMF Index 34	-1
DataChannels MMF Index 340	-1
DataChannels MMF Index 341	0
DataChannels MMF Index 342	-1
DataChannels MMF Index 343	0
DataChannels MMF Index 344	-1
DataChannels MMF Index 345	-1
DataChannels MMF Index 346	-1
DataChannels MMF Index 347	-1
DataChannels MMF Index 348	-1
DataChannels MMF Index 349	-1
DataChannels MMF Index 35	-1
DataChannels MMF Index 350	-1
DataChannels MMF Index 351	-1
DataChannels MMF Index 352	-1
DataChannels MMF Index 353	-1
DataChannels MMF Index 354	-1
DataChannels MMF Index 355	-1
DataChannels MMF Index 356	-1
DataChannels MMF Index 357	-1
DataChannels MMF Index 358	-1
DataChannels MMF Index 359	-1
DataChannels MMF Index 36	-1
DataChannels MMF Index 360	-1
DataChannels MMF Index 361	-1
DataChannels MMF Index 362	-1
DataChannels MMF Index 363	-1
DataChannels MMF Index 364	-1
DataChannels MMF Index 365	-1
DataChannels MMF Index 366	0
DataChannels MMF Index 367	-1
DataChannels MMF Index 368	-1
DataChannels MMF Index 369	-1
DataChannels MMF Index 37	0
DataChannels MMF Index 370	-1
DataChannels MMF Index 371	-1
DataChannels MMF Index 372	-1
DataChannels MMF Index 373	-1
DataChannels MMF Index 374	-1
DataChannels MMF Index 375	-1
DataChannels MMF Index 376	-1
DataChannels MMF Index 377	-1
DataChannels MMF Index 378	-1
DataChannels MMF Index 379	0
DataChannels MMF Index 38	-1
DataChannels MMF Index 380	-1
DataChannels MMF Index 381	0
DataChannels MMF Index 382	-1
DataChannels MMF Index 383	-1
DataChannels MMF Index 384	-1
DataChannels MMF Index 385	-1
DataChannels MMF Index 386	-1
DataChannels MMF Index 387	-1
DataChannels MMF Index 388	-1
DataChannels MMF Index 389	-1
DataChannels MMF Index 39	0
DataChannels MMF Index 390	-1
DataChannels MMF Index 391	-1
DataChannels MMF Index 392	-1
DataChannels MMF Index 393	-1
DataChannels MMF Index 394	-1
DataChannels MMF Index 395	-1
DataChannels MMF Index 396	-1
DataChannels MMF Index 397	-1
DataChannels MMF Index 398	-1
DataChannels MMF Index 399	-1
DataChannels MMF Index 4	-1
DataChannels MMF Index 40	-1
DataChannels MMF Index 400	-1
DataChannels MMF Index 401	-1
DataChannels MMF Index 402	-1
DataChannels MMF Index 403	-1
DataChannels MMF Index 404	0
DataChannels MMF Index 405	-1
DataChannels MMF Index 406	-1
DataChannels MMF Index 407	-1
DataChannels MMF Index 408	-1
DataChannels MMF Index 409	-1
DataChannels MMF Index 41	-1
DataChannels MMF Index 410	-1
DataChannels MMF Index 411	-1
DataChannels MMF Index 412	-1
DataChannels MMF Index 413	-1
DataChannels MMF Index 414	-1
DataChannels MMF Index 415	-1
DataChannels MMF Index 416	-1
DataChannels MMF Index 417	0
DataChannels MMF Index 418	-1
DataChannels MMF Index 419	0
DataChannels MMF Index 42	-1
DataChannels MMF Index 420	-1
DataChannels MMF Index 421	-1
DataChannels MMF Index 422	-1
DataChannels MMF Index 423	-1
DataChannels MMF Index 424	-1
DataChannels MMF Index 425	-1
DataChannels MMF Index 426	-1
DataChannels MMF Index 427	-1
DataChannels MMF Index 428	-1
DataChannels MMF Index 429	-1
DataChannels MMF Index 43	-1
DataChannels MMF Index 430	-1
DataChannels MMF Index 431	-1
DataChannels MMF Index 432	-1
DataChannels MMF Index 433	-1
DataChannels MMF Index 434	-1
DataChannels MMF Index 435	-1
DataChannels MMF Index 436	-1
DataChannels MMF Index 437	-1
DataChannels MMF Index 438	-1
DataChannels MMF Index 439	-1
DataChannels MMF Index 44	-1
DataChannels MMF Index 440	-1
DataChannels MMF Index 441	-1
DataChannels MMF Index 442	1
DataChannels MMF Index 443	-1
DataChannels MMF Index 444	-1
DataChannels MMF Index 445	-1
DataChannels MMF Index 446	-1
DataChannels MMF Index 447	-1
DataChannels MMF Index 448	-1
DataChannels MMF Index 449	-1
DataChannels MMF Index 45	-1
DataChannels MMF Index 450	-1
DataChannels MMF Index 451	-1
DataChannels MMF Index 452	-1
DataChannels MMF Index 453	-1
DataChannels MMF Index 454	-1
DataChannels MMF Index 455	2
DataChannels MMF Index 456	-1
DataChannels MMF Index 46	-1
DataChannels MMF Index 47	-1
DataChannels MMF Index 48	-1
DataChannels MMF Index 49	-1
DataChannels MMF Index 5	-1
DataChannels MMF Index 50	-1
DataChannels MMF Index 51	-1
DataChannels MMF Index 52	-1
DataChannels MMF Index 53	-1
DataChannels MMF Index 54	-1
DataChannels MMF Index 55	-1
DataChannels MMF Index 56	-1
DataChannels MMF Index 57	-1
DataChannels MMF Index 58	-1
DataChannels MMF Index 59	-1
DataChannels MMF Index 6	-1
DataChannels MMF Index 60	-1
DataChannels MMF Index 61	-1
DataChannels MMF Index 62	0
DataChannels MMF Index 63	-1
DataChannels MMF Index 64	-1
DataChannels MMF Index 65	-1
DataChannels MMF Index 66	-1
DataChannels MMF Index 67	-1
DataChannels MMF Index 68	-1
DataChannels MMF Index 69	-1
DataChannels MMF Index 7	-1
DataChannels MMF Index 70	-1
DataChannels MMF Index 71	-1
DataChannels MMF Index 72	-1
DataChannels MMF Index 73	-1
DataChannels MMF Index 74	-1
DataChannels MMF Index 75	0
DataChannels MMF Index 76	-1
DataChannels MMF Index 77	0
DataChannels MMF Index 78	-1
DataChannels MMF Index 79	-1
DataChannels MMF Index 8	-1
DataChannels MMF Index 80	-1
DataChannels MMF Index 81	-1
DataChannels MMF Index 82	-1
DataChannels MMF Index 83	-1
DataChannels MMF Index 84	-1
DataChannels MMF Index 85	-1
DataChannels MMF Index 86	-1
DataChannels MMF Index 87	-1
DataChannels MMF Index 88	-1
DataChannels MMF Index 89	-1
DataChannels MMF Index 9	-1
DataChannels MMF Index 90	-1
DataChannels MMF Index 91	-1
DataChannels MMF Index 92	-1
DataChannels MMF Index 93	-1
DataChannels MMF Index 94	-1
DataChannels MMF Index 95	-1
DataChannels MMF Index 96	-1
DataChannels MMF Index 97	-1
DataChannels MMF Index 98	-1
DataChannels MMF Index 99	-1
DataChannels Name 1	ChS1
DataChannels Name 10	Ch2
DataChannels Name 100	Ch2
DataChannels Name 101	Ch3
DataChannels Name 102	ChD
DataChannels Name 103	ChS1
DataChannels Name 104	ChS2
DataChannels Name 105	ChS3
DataChannels Name 106	ChS4
DataChannels Name 107	ChS5
DataChannels Name 108	ChS6
DataChannels Name 109	ChS7
DataChannels Name 11	Ch3
DataChannels Name 110	ChS8
DataChannels Name 111	ChS
DataChannels Name 112	Ch2
DataChannels Name 113	Ch3
DataChannels Name 114	ChD
DataChannels Name 115	ChS1
DataChannels Name 116	ChS2
DataChannels Name 117	ChS3
DataChannels Name 118	ChS4
DataChannels Name 119	ChS5
DataChannels Name 12	ChD
DataChannels Name 120	ChS6
DataChannels Name 121	ChS7
DataChannels Name 122	ChS8
DataChannels Name 123	ChS
DataChannels Name 124	Ch2
DataChannels Name 125	Ch3
DataChannels Name 126	ChD
DataChannels Name 127	R1
DataChannels Name 128	R2
DataChannels Name 129	ChS1
DataChannels Name 13	R1
DataChannels Name 130	ChS2
DataChannels Name 131	ChS3
DataChannels Name 132	ChS4
DataChannels Name 133	ChS5
DataChannels Name 134	ChS6
DataChannels Name 135	ChS7
DataChannels Name 136	ChS8
DataChannels Name 137	ChS
DataChannels Name 138	Ch2
DataChannels Name 139	Ch3
DataChannels Name 14	R2
DataChannels Name 140	ChD
DataChannels Name 141	ChS1
DataChannels Name 142	ChS2
DataChannels Name 143	ChS3
DataChannels Name 144	ChS4
DataChannels Name 145	ChS5
DataChannels Name 146	ChS6
DataChannels Name 147	ChS7
DataChannels Name 148	ChS8
DataChannels Name 149	ChS
DataChannels Name 15	ChS1
DataChannels Name 150	Ch2
DataChannels Name 151	Ch3
DataChannels Name 152	ChD
DataChannels Name 153	ChS1
DataChannels Name 154	ChS2
DataChannels Name 155	ChS3
DataChannels Name 156	ChS4
DataChannels Name 157	ChS5
DataChannels Name 158	ChS6
DataChannels Name 159	ChS7
DataChannels Name 16	ChS2
DataChannels Name 160	ChS8
DataChannels Name 161	ChS
DataChannels Name 162	Ch2
DataChannels Name 163	Ch3
DataChannels Name 164	ChD
DataChannels Name 165	R1
DataChannels Name 166	R2
DataChannels Name 167	ChS1
DataChannels Name 168	ChS2
DataChannels Name 169	ChS3
DataChannels Name 17	ChS3
DataChannels Name 170	ChS4
DataChannels Name 171	ChS5
DataChannels Name 172	ChS6
DataChannels Name 173	ChS7
DataChannels Name 174	ChS8
DataChannels Name 175	ChS
DataChannels Name 176	Ch2
DataChannels Name 177	Ch3
DataChannels Name 178	ChD
DataChannels Name 179	ChS1
DataChannels Name 18	ChS4
DataChannels Name 180	ChS2
DataChannels Name 181	ChS3
DataChannels Name 182	ChS4
DataChannels Name 183	ChS5
DataChannels Name 184	ChS6
DataChannels Name 185	ChS7
DataChannels Name 186	ChS8
DataChannels Name 187	ChS
DataChannels Name 188	Ch2
DataChannels Name 189	Ch3
DataChannels Name 19	ChS5
DataChannels Name 190	ChD
DataChannels Name 191	ChS1
DataChannels Name 192	ChS2
DataChannels Name 193	ChS3
DataChannels Name 194	ChS4
DataChannels Name 195	ChS5
DataChannels Name 196	ChS6
DataChannels Name 197	ChS7
DataChannels Name 198	ChS8
DataChannels Name 199	ChS
DataChannels Name 2	ChS2
DataChannels Name 20	ChS6
DataChannels Name 200	Ch2
DataChannels Name 201	Ch3
DataChannels Name 202	ChD
DataChannels Name 203	R1
DataChannels Name 204	R2
DataChannels Name 205	ChS1
DataChannels Name 206	ChS2
DataChannels Name 207	ChS3
DataChannels Name 208	ChS4
DataChannels Name 209	ChS5
DataChannels Name 21	ChS7
DataChannels Name 210	ChS6
DataChannels Name 211	ChS7
DataChannels Name 212	ChS8
DataChannels Name 213	ChS
DataChannels Name 214	Ch2
DataChannels Name 215	Ch3
DataChannels Name 216	ChD
DataChannels Name 217	ChS1
DataChannels Name 218	ChS2
DataChannels Name 219	ChS3
DataChannels Name 22	ChS8
DataChannels Name 220	ChS4
DataChannels Name 221	ChS5
DataChannels Name 222	ChS6
DataChannels Name 223	ChS7
DataChannels Name 224	ChS8
DataChannels Name 225	ChS
DataChannels Name 226	Ch2
DataChannels Name 227	Ch3
DataChannels Name 228	ChD
DataChannels Name 229	ChS1
DataChannels Name 23	ChS
DataChannels Name 230	ChS2
DataChannels Name 231	ChS3
DataChannels Name 232	ChS4
DataChannels Name 233	ChS5
DataChannels Name 234	ChS6
DataChannels Name 235	ChS7
DataChannels Name 236	ChS8
DataChannels Name 237	ChS
DataChannels Name 238	Ch2
DataChannels Name 239	Ch3
DataChannels Name 24	Ch2
DataChannels Name 240	ChD
DataChannels Name 241	R1
DataChannels Name 242	R2
DataChannels Name 243	ChS1
DataChannels Name 244	ChS2
DataChannels Name 245	ChS3
DataChannels Name 246	ChS4
DataChannels Name 247	ChS5
DataChannels Name 248	ChS6
DataChannels Name 249	ChS7
DataChannels Name 25	Ch3
DataChannels Name 250	ChS8
DataChannels Name 251	ChS
DataChannels Name 252	Ch2
DataChannels Name 253	Ch3
DataChannels Name 254	ChD
DataChannels Name 255	ChS1
DataChannels Name 256	ChS2
DataChannels Name 257	ChS3
DataChannels Name 258	ChS4
DataChannels Name 259	ChS5
DataChannels Name 26	ChD
DataChannels Name 260	ChS6
DataChannels Name 261	ChS7
DataChannels Name 262	ChS8
DataChannels Name 263	ChS
DataChannels Name 264	Ch2
DataChannels Name 265	Ch3
DataChannels Name 266	ChD
DataChannels Name 267	ChS1
DataChannels Name 268	ChS2
DataChannels Name 269	ChS3
DataChannels Name 27	ChS1
DataChannels Name 270	ChS4
DataChannels Name 271	ChS5
DataChannels Name 272	ChS6
DataChannels Name 273	ChS7
DataChannels Name 274	ChS8
DataChannels Name 275	ChS
DataChannels Name 276	Ch2
DataChannels Name 277	Ch3
DataChannels Name 278	ChD
DataChannels Name 279	R1
DataChannels Name 28	ChS2
DataChannels Name 280	R2
DataChannels Name 281	ChS1
DataChannels Name 282	ChS2
DataChannels Name 283	ChS3
DataChannels Name 284	ChS4
DataChannels Name 285	ChS5
DataChannels Name 286	ChS6
DataChannels Name 287	ChS7
DataChannels Name 288	ChS8
DataChannels Name 289	ChS
DataChannels Name 29	ChS3
DataChannels Name 290	Ch2
DataChannels Name 291	Ch3
DataChannels Name 292	ChD
DataChannels Name 293	ChS1
DataChannels Name 294	ChS2
DataChannels Name 295	ChS3
DataChannels Name 296	ChS4
DataChannels Name 297	ChS5
DataChannels Name 298	ChS6
DataChannels Name 299	ChS7
DataChannels Name 3	ChS3
DataChannels Name 30	ChS4
DataChannels Name 300	ChS8
DataChannels Name 301	ChS
DataChannels Name 302	Ch2
DataChannels Name 303	Ch3
DataChannels Name 304	ChD
DataChannels Name 305	ChS1
DataChannels Name 306	ChS2
DataChannels Name 307	ChS3
DataChannels Name 308	ChS4
DataChannels Name 309	ChS5
DataChannels Name 31	ChS5
DataChannels Name 310	ChS6
DataChannels Name 311	ChS7
DataChannels Name 312	ChS8
DataChannels Name 313	ChS
DataChannels Name 314	Ch2
DataChannels Name 315	Ch3
DataChannels Name 316	ChD
DataChannels Name 317	R1
DataChannels Name 318	R2
DataChannels Name 319	ChS1
DataChannels Name 32	ChS6
DataChannels Name 320	ChS2
DataChannels Name 321	ChS3
DataChannels Name 322	ChS4
DataChannels Name 323	ChS5
DataChannels Name 324	ChS6
DataChannels Name 325	ChS7
DataChannels Name 326	ChS8
DataChannels Name 327	ChS
DataChannels Name 328	Ch2
DataChannels Name 329	Ch3
DataChannels Name 33	ChS7
DataChannels Name 330	ChD
DataChannels Name 331	ChS1
DataChannels Name 332	ChS2
DataChannels Name 333	ChS3
DataChannels Name 334	ChS4
DataChannels Name 335	ChS5
DataChannels Name 336	ChS6
DataChannels Name 337	ChS7
DataChannels Name 338	ChS8
DataChannels Name 339	ChS
DataChannels Name 34	ChS8
DataChannels Name 340	Ch2
DataChannels Name 341	Ch3
DataChannels Name 342	ChD
DataChannels Name 343	ChS1
DataChannels Name 344	ChS2
DataChannels Name 345	ChS3
DataChannels Name 346	ChS4
DataChannels Name 347	ChS5
DataChannels Name 348	ChS6
DataChannels Name 349	ChS7
DataChannels Name 35	ChS
DataChannels Name 350	ChS8
DataChannels Name 351	ChS
DataChannels Name 352	Ch2
DataChannels Name 353	Ch3
DataChannels Name 354	ChD
DataChannels Name 355	R1
DataChannels Name 356	R2
DataChannels Name 357	ChS1
DataChannels Name 358	ChS2
DataChannels Name 359	ChS3
DataChannels Name 36	Ch2
DataChannels Name 360	ChS4
DataChannels Name 361	ChS5
DataChannels Name 362	ChS6
DataChannels Name 363	ChS7
DataChannels Name 364	ChS8
DataChannels Name 365	ChS
DataChannels Name 366	Ch2
DataChannels Name 367	Ch3
DataChannels Name 368	ChD
DataChannels Name 369	ChS1
DataChannels Name 37	Ch3
DataChannels Name 370	ChS2
DataChannels Name 371	ChS3
DataChannels Name 372	ChS4
DataChannels Name 373	ChS5
DataChannels Name 374	ChS6
DataChannels Name 375	ChS7
DataChannels Name 376	ChS8
DataChannels Name 377	ChS
DataChannels Name 378	Ch2
DataChannels Name 379	Ch3
DataChannels Name 38	ChD
DataChannels Name 380	ChD
DataChannels Name 381	ChS1
DataChannels Name 382	ChS2
DataChannels Name 383	ChS3
DataChannels Name 384	ChS4
DataChannels Name 385	ChS5
DataChannels Name 386	ChS6
DataChannels Name 387	ChS7
DataChannels Name 388	ChS8
DataChannels Name 389	ChS
DataChannels Name 39	ChS1
DataChannels Name 390	Ch2
DataChannels Name 391	Ch3
DataChannels Name 392	ChD
DataChannels Name 393	R1
DataChannels Name 394	R2
DataChannels Name 395	ChS1
DataChannels Name 396	ChS2
DataChannels Name 397	ChS3
DataChannels Name 398	ChS4
DataChannels Name 399	ChS5
DataChannels Name 4	ChS4
DataChannels Name 40	ChS2
DataChannels Name 400	ChS6
DataChannels Name 401	ChS7
DataChannels Name 402	ChS8
DataChannels Name 403	ChS
DataChannels Name 404	Ch2
DataChannels Name 405	Ch3
DataChannels Name 406	ChD
DataChannels Name 407	ChS1
DataChannels Name 408	ChS2
DataChannels Name 409	ChS3
DataChannels Name 41	ChS3
DataChannels Name 410	ChS4
DataChannels Name 411	ChS5
DataChannels Name 412	ChS6
DataChannels Name 413	ChS7
DataChannels Name 414	ChS8
DataChannels Name 415	ChS
DataChannels Name 416	Ch2
DataChannels Name 417	Ch3
DataChannels Name 418	ChD
DataChannels Name 419	ChS1
DataChannels Name 42	ChS4
DataChannels Name 420	ChS2
DataChannels Name 421	ChS3
DataChannels Name 422	ChS4
DataChannels Name 423	ChS5
DataChannels Name 424	ChS6
DataChannels Name 425	ChS7
DataChannels Name 426	ChS8
DataChannels Name 427	ChS
DataChannels Name 428	Ch2
DataChannels Name 429	Ch3
DataChannels Name 43	ChS5
DataChannels Name 430	ChD
DataChannels Name 431	R1
DataChannels Name 432	R2
DataChannels Name 433	ChS1
DataChannels Name 434	ChS2
DataChannels Name 435	ChS3
DataChannels Name 436	ChS4
DataChannels Name 437	ChS5
DataChannels Name 438	ChS6
DataChannels Name 439	ChS7
DataChannels Name 44	ChS6
DataChannels Name 440	ChS8
DataChannels Name 441	ChS
DataChannels Name 442	Ch2
DataChannels Name 443	Ch3
DataChannels Name 444	ChD
DataChannels Name 445	ChS1
DataChannels Name 446	ChS2
DataChannels Name 447	ChS3
DataChannels Name 448	ChS4
DataChannels Name 449	ChS5
DataChannels Name 45	ChS7
DataChannels Name 450	ChS6
DataChannels Name 451	ChS7
DataChannels Name 452	ChS8
DataChannels Name 453	ChS
DataChannels Name 454	Ch2
DataChannels Name 455	Ch3
DataChannels Name 456	ChD
DataChannels Name 46	ChS8
DataChannels Name 47	ChS
DataChannels Name 48	Ch2
DataChannels Name 49	Ch3
DataChannels Name 5	ChS5
DataChannels Name 50	ChD
DataChannels Name 51	R1
DataChannels Name 52	R2
DataChannels Name 53	ChS1
DataChannels Name 54	ChS2
DataChannels Name 55	ChS3
DataChannels Name 56	ChS4
DataChannels Name 57	ChS5
DataChannels Name 58	ChS6
DataChannels Name 59	ChS7
DataChannels Name 6	ChS6
DataChannels Name 60	ChS8
DataChannels Name 61	ChS
DataChannels Name 62	Ch2
DataChannels Name 63	Ch3
DataChannels Name 64	ChD
DataChannels Name 65	ChS1
DataChannels Name 66	ChS2
DataChannels Name 67	ChS3
DataChannels Name 68	ChS4
DataChannels Name 69	ChS5
DataChannels Name 7	ChS7
DataChannels Name 70	ChS6
DataChannels Name 71	ChS7
DataChannels Name 72	ChS8
DataChannels Name 73	ChS
DataChannels Name 74	Ch2
DataChannels Name 75	Ch3
DataChannels Name 76	ChD
DataChannels Name 77	ChS1
DataChannels Name 78	ChS2
DataChannels Name 79	ChS3
DataChannels Name 8	ChS8
DataChannels Name 80	ChS4
DataChannels Name 81	ChS5
DataChannels Name 82	ChS6
DataChannels Name 83	ChS7
DataChannels Name 84	ChS8
DataChannels Name 85	ChS
DataChannels Name 86	Ch2
DataChannels Name 87	Ch3
DataChannels Name 88	ChD
DataChannels Name 89	R1
DataChannels Name 9	ChS
DataChannels Name 90	R2
DataChannels Name 91	ChS1
DataChannels Name 92	ChS2
DataChannels Name 93	ChS3
DataChannels Name 94	ChS4
DataChannels Name 95	ChS5
DataChannels Name 96	ChS6
DataChannels Name 97	ChS7
DataChannels Name 98	ChS8
DataChannels Name 99	ChS
DataChannels RatioChannel1 1	Ch1
DataChannels RatioChannel1 10	Ch1
DataChannels RatioChannel1 100	Ch1
DataChannels RatioChannel1 101	Ch1
DataChannels RatioChannel1 102	Ch1
DataChannels RatioChannel1 103	Ch1
DataChannels RatioChannel1 104	Ch1
DataChannels RatioChannel1 105	Ch1
DataChannels RatioChannel1 106	Ch1
DataChannels RatioChannel1 107	Ch1
DataChannels RatioChannel1 108	Ch1
DataChannels RatioChannel1 109	Ch1
DataChannels RatioChannel1 11	Ch1
DataChannels RatioChannel1 110	Ch1
DataChannels RatioChannel1 111	Ch1
DataChannels RatioChannel1 112	Ch1
DataChannels RatioChannel1 113	Ch1
DataChannels RatioChannel1 114	Ch1
DataChannels RatioChannel1 115	Ch1
DataChannels RatioChannel1 116	Ch1
DataChannels RatioChannel1 117	Ch1
DataChannels RatioChannel1 118	Ch1
DataChannels RatioChannel1 119	Ch1
DataChannels RatioChannel1 12	Ch1
DataChannels RatioChannel1 120	Ch1
DataChannels RatioChannel1 121	Ch1
DataChannels RatioChannel1 122	Ch1
DataChannels RatioChannel1 123	Ch1
DataChannels RatioChannel1 124	Ch1
DataChannels RatioChannel1 125	Ch1
DataChannels RatioChannel1 126	Ch1
DataChannels RatioChannel1 127	Ch1
DataChannels RatioChannel1 128	Ch1
DataChannels RatioChannel1 129	Ch1
DataChannels RatioChannel1 13	Ch1
DataChannels RatioChannel1 130	Ch1
DataChannels RatioChannel1 131	Ch1
DataChannels RatioChannel1 132	Ch1
DataChannels RatioChannel1 133	Ch1
DataChannels RatioChannel1 134	Ch1
DataChannels RatioChannel1 135	Ch1
DataChannels RatioChannel1 136	Ch1
DataChannels RatioChannel1 137	Ch1
DataChannels RatioChannel1 138	Ch1
DataChannels RatioChannel1 139	Ch1
DataChannels RatioChannel1 14	Ch1
DataChannels RatioChannel1 140	Ch1
DataChannels RatioChannel1 141	Ch1
DataChannels RatioChannel1 142	Ch1
DataChannels RatioChannel1 143	Ch1
DataChannels RatioChannel1 144	Ch1
DataChannels RatioChannel1 145	Ch1
DataChannels RatioChannel1 146	Ch1
DataChannels RatioChannel1 147	Ch1
DataChannels RatioChannel1 148	Ch1
DataChannels RatioChannel1 149	Ch1
DataChannels RatioChannel1 15	Ch1
DataChannels RatioChannel1 150	Ch1
DataChannels RatioChannel1 151	Ch1
DataChannels RatioChannel1 152	Ch1
DataChannels RatioChannel1 153	Ch1
DataChannels RatioChannel1 154	Ch1
DataChannels RatioChannel1 155	Ch1
DataChannels RatioChannel1 156	Ch1
DataChannels RatioChannel1 157	Ch1
DataChannels RatioChannel1 158	Ch1
DataChannels RatioChannel1 159	Ch1
DataChannels RatioChannel1 16	Ch1
DataChannels RatioChannel1 160	Ch1
DataChannels RatioChannel1 161	Ch1
DataChannels RatioChannel1 162	Ch1
DataChannels RatioChannel1 163	Ch1
DataChannels RatioChannel1 164	Ch1
DataChannels RatioChannel1 165	Ch1
DataChannels RatioChannel1 166	Ch1
DataChannels RatioChannel1 167	Ch1
DataChannels RatioChannel1 168	Ch1
DataChannels RatioChannel1 169	Ch1
DataChannels RatioChannel1 17	Ch1
DataChannels RatioChannel1 170	Ch1
DataChannels RatioChannel1 171	Ch1
DataChannels RatioChannel1 172	Ch1
DataChannels RatioChannel1 173	Ch1
DataChannels RatioChannel1 174	Ch1
DataChannels RatioChannel1 175	Ch1
DataChannels RatioChannel1 176	Ch1
DataChannels RatioChannel1 177	Ch1
DataChannels RatioChannel1 178	Ch1
DataChannels RatioChannel1 179	Ch1
DataChannels RatioChannel1 18	Ch1
DataChannels RatioChannel1 180	Ch1
DataChannels RatioChannel1 181	Ch1
DataChannels RatioChannel1 182	Ch1
DataChannels RatioChannel1 183	Ch1
DataChannels RatioChannel1 184	Ch1
DataChannels RatioChannel1 185	Ch1
DataChannels RatioChannel1 186	Ch1
DataChannels RatioChannel1 187	Ch1
DataChannels RatioChannel1 188	Ch1
DataChannels RatioChannel1 189	Ch1
DataChannels RatioChannel1 19	Ch1
DataChannels RatioChannel1 190	Ch1
DataChannels RatioChannel1 191	Ch1
DataChannels RatioChannel1 192	Ch1
DataChannels RatioChannel1 193	Ch1
DataChannels RatioChannel1 194	Ch1
DataChannels RatioChannel1 195	Ch1
DataChannels RatioChannel1 196	Ch1
DataChannels RatioChannel1 197	Ch1
DataChannels RatioChannel1 198	Ch1
DataChannels RatioChannel1 199	Ch1
DataChannels RatioChannel1 2	Ch1
DataChannels RatioChannel1 20	Ch1
DataChannels RatioChannel1 200	Ch1
DataChannels RatioChannel1 201	Ch1
DataChannels RatioChannel1 202	Ch1
DataChannels RatioChannel1 203	Ch1
DataChannels RatioChannel1 204	Ch1
DataChannels RatioChannel1 205	Ch1
DataChannels RatioChannel1 206	Ch1
DataChannels RatioChannel1 207	Ch1
DataChannels RatioChannel1 208	Ch1
DataChannels RatioChannel1 209	Ch1
DataChannels RatioChannel1 21	Ch1
DataChannels RatioChannel1 210	Ch1
DataChannels RatioChannel1 211	Ch1
DataChannels RatioChannel1 212	Ch1
DataChannels RatioChannel1 213	Ch1
DataChannels RatioChannel1 214	Ch1
DataChannels RatioChannel1 215	Ch1
DataChannels RatioChannel1 216	Ch1
DataChannels RatioChannel1 217	Ch1
DataChannels RatioChannel1 218	Ch1
DataChannels RatioChannel1 219	Ch1
DataChannels RatioChannel1 22	Ch1
DataChannels RatioChannel1 220	Ch1
DataChannels RatioChannel1 221	Ch1
DataChannels RatioChannel1 222	Ch1
DataChannels RatioChannel1 223	Ch1
DataChannels RatioChannel1 224	Ch1
DataChannels RatioChannel1 225	Ch1
DataChannels RatioChannel1 226	Ch1
DataChannels RatioChannel1 227	Ch1
DataChannels RatioChannel1 228	Ch1
DataChannels RatioChannel1 229	Ch1
DataChannels RatioChannel1 23	Ch1
DataChannels RatioChannel1 230	Ch1
DataChannels RatioChannel1 231	Ch1
DataChannels RatioChannel1 232	Ch1
DataChannels RatioChannel1 233	Ch1
DataChannels RatioChannel1 234	Ch1
DataChannels RatioChannel1 235	Ch1
DataChannels RatioChannel1 236	Ch1
DataChannels RatioChannel1 237	Ch1
DataChannels RatioChannel1 238	Ch1
DataChannels RatioChannel1 239	Ch1
DataChannels RatioChannel1 24	Ch1
DataChannels RatioChannel1 240	Ch1
DataChannels RatioChannel1 241	Ch1
DataChannels RatioChannel1 242	Ch1
DataChannels RatioChannel1 243	Ch1
DataChannels RatioChannel1 244	Ch1
DataChannels RatioChannel1 245	Ch1
DataChannels RatioChannel1 246	Ch1
DataChannels RatioChannel1 247	Ch1
DataChannels RatioChannel1 248	Ch1
DataChannels RatioChannel1 249	Ch1
DataChannels RatioChannel1 25	Ch1
DataChannels RatioChannel1 250	Ch1
DataChannels RatioChannel1 251	Ch1
DataChannels RatioChannel1 252	Ch1
DataChannels RatioChannel1 253	Ch1
DataChannels RatioChannel1 254	Ch1
DataChannels RatioChannel1 255	Ch1
DataChannels RatioChannel1 256	Ch1
DataChannels RatioChannel1 257	Ch1
DataChannels RatioChannel1 258	Ch1
DataChannels RatioChannel1 259	Ch1
DataChannels RatioChannel1 26	Ch1
DataChannels RatioChannel1 260	Ch1
DataChannels RatioChannel1 261	Ch1
DataChannels RatioChannel1 262	Ch1
DataChannels RatioChannel1 263	Ch1
DataChannels RatioChannel1 264	Ch1
DataChannels RatioChannel1 265	Ch1
DataChannels RatioChannel1 266	Ch1
DataChannels RatioChannel1 267	Ch1
DataChannels RatioChannel1 268	Ch1
DataChannels RatioChannel1 269	Ch1
DataChannels RatioChannel1 27	Ch1
DataChannels RatioChannel1 270	Ch1
DataChannels RatioChannel1 271	Ch1
DataChannels RatioChannel1 272	Ch1
DataChannels RatioChannel1 273	Ch1
DataChannels RatioChannel1 274	Ch1
DataChannels RatioChannel1 275	Ch1
DataChannels RatioChannel1 276	Ch1
DataChannels RatioChannel1 277	Ch1
DataChannels RatioChannel1 278	Ch1
DataChannels RatioChannel1 279	Ch1
DataChannels RatioChannel1 28	Ch1
DataChannels RatioChannel1 280	Ch1
DataChannels RatioChannel1 281	Ch1
DataChannels RatioChannel1 282	Ch1
DataChannels RatioChannel1 283	Ch1
DataChannels RatioChannel1 284	Ch1
DataChannels RatioChannel1 285	Ch1
DataChannels RatioChannel1 286	Ch1
DataChannels RatioChannel1 287	Ch1
DataChannels RatioChannel1 288	Ch1
DataChannels RatioChannel1 289	Ch1
DataChannels RatioChannel1 29	Ch1
DataChannels RatioChannel1 290	Ch1
DataChannels RatioChannel1 291	Ch1
DataChannels RatioChannel1 292	Ch1
DataChannels RatioChannel1 293	Ch1
DataChannels RatioChannel1 294	Ch1
DataChannels RatioChannel1 295	Ch1
DataChannels RatioChannel1 296	Ch1
DataChannels RatioChannel1 297	Ch1
DataChannels RatioChannel1 298	Ch1
DataChannels RatioChannel1 299	Ch1
DataChannels RatioChannel1 3	Ch1
DataChannels RatioChannel1 30	Ch1
DataChannels RatioChannel1 300	Ch1
DataChannels RatioChannel1 301	Ch1
DataChannels RatioChannel1 302	Ch1
DataChannels RatioChannel1 303	Ch1
DataChannels RatioChannel1 304	Ch1
DataChannels RatioChannel1 305	Ch1
DataChannels RatioChannel1 306	Ch1
DataChannels RatioChannel1 307	Ch1
DataChannels RatioChannel1 308	Ch1
DataChannels RatioChannel1 309	Ch1
DataChannels RatioChannel1 31	Ch1
DataChannels RatioChannel1 310	Ch1
DataChannels RatioChannel1 311	Ch1
DataChannels RatioChannel1 312	Ch1
DataChannels RatioChannel1 313	Ch1
DataChannels RatioChannel1 314	Ch1
DataChannels RatioChannel1 315	Ch1
DataChannels RatioChannel1 316	Ch1
DataChannels RatioChannel1 317	Ch1
DataChannels RatioChannel1 318	Ch1
DataChannels RatioChannel1 319	Ch1
DataChannels RatioChannel1 32	Ch1
DataChannels RatioChannel1 320	Ch1
DataChannels RatioChannel1 321	Ch1
DataChannels RatioChannel1 322	Ch1
DataChannels RatioChannel1 323	Ch1
DataChannels RatioChannel1 324	Ch1
DataChannels RatioChannel1 325	Ch1
DataChannels RatioChannel1 326	Ch1
DataChannels RatioChannel1 327	Ch1
DataChannels RatioChannel1 328	Ch1
DataChannels RatioChannel1 329	Ch1
DataChannels RatioChannel1 33	Ch1
DataChannels RatioChannel1 330	Ch1
DataChannels RatioChannel1 331	Ch1
DataChannels RatioChannel1 332	Ch1
DataChannels RatioChannel1 333	Ch1
DataChannels RatioChannel1 334	Ch1
DataChannels RatioChannel1 335	Ch1
DataChannels RatioChannel1 336	Ch1
DataChannels RatioChannel1 337	Ch1
DataChannels RatioChannel1 338	Ch1
DataChannels RatioChannel1 339	Ch1
DataChannels RatioChannel1 34	Ch1
DataChannels RatioChannel1 340	Ch1
DataChannels RatioChannel1 341	Ch1
DataChannels RatioChannel1 342	Ch1
DataChannels RatioChannel1 343	Ch1
DataChannels RatioChannel1 344	Ch1
DataChannels RatioChannel1 345	Ch1
DataChannels RatioChannel1 346	Ch1
DataChannels RatioChannel1 347	Ch1
DataChannels RatioChannel1 348	Ch1
DataChannels RatioChannel1 349	Ch1
DataChannels RatioChannel1 35	Ch1
DataChannels RatioChannel1 350	Ch1
DataChannels RatioChannel1 351	Ch1
DataChannels RatioChannel1 352	Ch1
DataChannels RatioChannel1 353	Ch1
DataChannels RatioChannel1 354	Ch1
DataChannels RatioChannel1 355	Ch1
DataChannels RatioChannel1 356	Ch1
DataChannels RatioChannel1 357	Ch1
DataChannels RatioChannel1 358	Ch1
DataChannels RatioChannel1 359	Ch1
DataChannels RatioChannel1 36	Ch1
DataChannels RatioChannel1 360	Ch1
DataChannels RatioChannel1 361	Ch1
DataChannels RatioChannel1 362	Ch1
DataChannels RatioChannel1 363	Ch1
DataChannels RatioChannel1 364	Ch1
DataChannels RatioChannel1 365	Ch1
DataChannels RatioChannel1 366	Ch1
DataChannels RatioChannel1 367	Ch1
DataChannels RatioChannel1 368	Ch1
DataChannels RatioChannel1 369	Ch1
DataChannels RatioChannel1 37	Ch1
DataChannels RatioChannel1 370	Ch1
DataChannels RatioChannel1 371	Ch1
DataChannels RatioChannel1 372	Ch1
DataChannels RatioChannel1 373	Ch1
DataChannels RatioChannel1 374	Ch1
DataChannels RatioChannel1 375	Ch1
DataChannels RatioChannel1 376	Ch1
DataChannels RatioChannel1 377	Ch1
DataChannels RatioChannel1 378	Ch1
DataChannels RatioChannel1 379	Ch1
DataChannels RatioChannel1 38	Ch1
DataChannels RatioChannel1 380	Ch1
DataChannels RatioChannel1 381	Ch1
DataChannels RatioChannel1 382	Ch1
DataChannels RatioChannel1 383	Ch1
DataChannels RatioChannel1 384	Ch1
DataChannels RatioChannel1 385	Ch1
DataChannels RatioChannel1 386	Ch1
DataChannels RatioChannel1 387	Ch1
DataChannels RatioChannel1 388	Ch1
DataChannels RatioChannel1 389	Ch1
DataChannels RatioChannel1 39	Ch1
DataChannels RatioChannel1 390	Ch1
DataChannels RatioChannel1 391	Ch1
DataChannels RatioChannel1 392	Ch1
DataChannels RatioChannel1 393	Ch1
DataChannels RatioChannel1 394	Ch1
DataChannels RatioChannel1 395	Ch1
DataChannels RatioChannel1 396	Ch1
DataChannels RatioChannel1 397	Ch1
DataChannels RatioChannel1 398	Ch1
DataChannels RatioChannel1 399	Ch1
DataChannels RatioChannel1 4	Ch1
DataChannels RatioChannel1 40	Ch1
DataChannels RatioChannel1 400	Ch1
DataChannels RatioChannel1 401	Ch1
DataChannels RatioChannel1 402	Ch1
DataChannels RatioChannel1 403	Ch1
DataChannels RatioChannel1 404	Ch1
DataChannels RatioChannel1 405	Ch1
DataChannels RatioChannel1 406	Ch1
DataChannels RatioChannel1 407	Ch1
DataChannels RatioChannel1 408	Ch1
DataChannels RatioChannel1 409	Ch1
DataChannels RatioChannel1 41	Ch1
DataChannels RatioChannel1 410	Ch1
DataChannels RatioChannel1 411	Ch1
DataChannels RatioChannel1 412	Ch1
DataChannels RatioChannel1 413	Ch1
DataChannels RatioChannel1 414	Ch1
DataChannels RatioChannel1 415	Ch1
DataChannels RatioChannel1 416	Ch1
DataChannels RatioChannel1 417	Ch1
DataChannels RatioChannel1 418	Ch1
DataChannels RatioChannel1 419	Ch1
DataChannels RatioChannel1 42	Ch1
DataChannels RatioChannel1 420	Ch1
DataChannels RatioChannel1 421	Ch1
DataChannels RatioChannel1 422	Ch1
DataChannels RatioChannel1 423	Ch1
DataChannels RatioChannel1 424	Ch1
DataChannels RatioChannel1 425	Ch1
DataChannels RatioChannel1 426	Ch1
DataChannels RatioChannel1 427	Ch1
DataChannels RatioChannel1 428	Ch1
DataChannels RatioChannel1 429	Ch1
DataChannels RatioChannel1 43	Ch1
DataChannels RatioChannel1 430	Ch1
DataChannels RatioChannel1 431	Ch1
DataChannels RatioChannel1 432	Ch1
DataChannels RatioChannel1 433	Ch1
DataChannels RatioChannel1 434	Ch1
DataChannels RatioChannel1 435	Ch1
DataChannels RatioChannel1 436	Ch1
DataChannels RatioChannel1 437	Ch1
DataChannels RatioChannel1 438	Ch1
DataChannels RatioChannel1 439	Ch1
DataChannels RatioChannel1 44	Ch1
DataChannels RatioChannel1 440	Ch1
DataChannels RatioChannel1 441	Ch1
DataChannels RatioChannel1 442	Ch1
DataChannels RatioChannel1 443	Ch1
DataChannels RatioChannel1 444	Ch1
DataChannels RatioChannel1 445	Ch1
DataChannels RatioChannel1 446	Ch1
DataChannels RatioChannel1 447	Ch1
DataChannels RatioChannel1 448	Ch1
DataChannels RatioChannel1 449	Ch1
DataChannels RatioChannel1 45	Ch1
DataChannels RatioChannel1 450	Ch1
DataChannels RatioChannel1 451	Ch1
DataChannels RatioChannel1 452	Ch1
DataChannels RatioChannel1 453	Ch1
DataChannels RatioChannel1 454	Ch1
DataChannels RatioChannel1 455	Ch1
DataChannels RatioChannel1 456	Ch1
DataChannels RatioChannel1 46	Ch1
DataChannels RatioChannel1 47	Ch1
DataChannels RatioChannel1 48	Ch1
DataChannels RatioChannel1 49	Ch1
DataChannels RatioChannel1 5	Ch1
DataChannels RatioChannel1 50	Ch1
DataChannels RatioChannel1 51	Ch1
DataChannels RatioChannel1 52	Ch1
DataChannels RatioChannel1 53	Ch1
DataChannels RatioChannel1 54	Ch1
DataChannels RatioChannel1 55	Ch1
DataChannels RatioChannel1 56	Ch1
DataChannels RatioChannel1 57	Ch1
DataChannels RatioChannel1 58	Ch1
DataChannels RatioChannel1 59	Ch1
DataChannels RatioChannel1 6	Ch1
DataChannels RatioChannel1 60	Ch1
DataChannels RatioChannel1 61	Ch1
DataChannels RatioChannel1 62	Ch1
DataChannels RatioChannel1 63	Ch1
DataChannels RatioChannel1 64	Ch1
DataChannels RatioChannel1 65	Ch1
DataChannels RatioChannel1 66	Ch1
DataChannels RatioChannel1 67	Ch1
DataChannels RatioChannel1 68	Ch1
DataChannels RatioChannel1 69	Ch1
DataChannels RatioChannel1 7	Ch1
DataChannels RatioChannel1 70	Ch1
DataChannels RatioChannel1 71	Ch1
DataChannels RatioChannel1 72	Ch1
DataChannels RatioChannel1 73	Ch1
DataChannels RatioChannel1 74	Ch1
DataChannels RatioChannel1 75	Ch1
DataChannels RatioChannel1 76	Ch1
DataChannels RatioChannel1 77	Ch1
DataChannels RatioChannel1 78	Ch1
DataChannels RatioChannel1 79	Ch1
DataChannels RatioChannel1 8	Ch1
DataChannels RatioChannel1 80	Ch1
DataChannels RatioChannel1 81	Ch1
DataChannels RatioChannel1 82	Ch1
DataChannels RatioChannel1 83	Ch1
DataChannels RatioChannel1 84	Ch1
DataChannels RatioChannel1 85	Ch1
DataChannels RatioChannel1 86	Ch1
DataChannels RatioChannel1 87	Ch1
DataChannels RatioChannel1 88	Ch1
DataChannels RatioChannel1 89	Ch1
DataChannels RatioChannel1 9	Ch1
DataChannels RatioChannel1 90	Ch1
DataChannels RatioChannel1 91	Ch1
DataChannels RatioChannel1 92	Ch1
DataChannels RatioChannel1 93	Ch1
DataChannels RatioChannel1 94	Ch1
DataChannels RatioChannel1 95	Ch1
DataChannels RatioChannel1 96	Ch1
DataChannels RatioChannel1 97	Ch1
DataChannels RatioChannel1 98	Ch1
DataChannels RatioChannel1 99	Ch1
DataChannels RatioChannel2 1	Ch1
DataChannels RatioChannel2 10	Ch1
DataChannels RatioChannel2 100	Ch1
DataChannels RatioChannel2 101	Ch1
DataChannels RatioChannel2 102	Ch1
DataChannels RatioChannel2 103	Ch1
DataChannels RatioChannel2 104	Ch1
DataChannels RatioChannel2 105	Ch1
DataChannels RatioChannel2 106	Ch1
DataChannels RatioChannel2 107	Ch1
DataChannels RatioChannel2 108	Ch1
DataChannels RatioChannel2 109	Ch1
DataChannels RatioChannel2 11	Ch1
DataChannels RatioChannel2 110	Ch1
DataChannels RatioChannel2 111	Ch1
DataChannels RatioChannel2 112	Ch1
DataChannels RatioChannel2 113	Ch1
DataChannels RatioChannel2 114	Ch1
DataChannels RatioChannel2 115	Ch1
DataChannels RatioChannel2 116	Ch1
DataChannels RatioChannel2 117	Ch1
DataChannels RatioChannel2 118	Ch1
DataChannels RatioChannel2 119	Ch1
DataChannels RatioChannel2 12	Ch1
DataChannels RatioChannel2 120	Ch1
DataChannels RatioChannel2 121	Ch1
DataChannels RatioChannel2 122	Ch1
DataChannels RatioChannel2 123	Ch1
DataChannels RatioChannel2 124	Ch1
DataChannels RatioChannel2 125	Ch1
DataChannels RatioChannel2 126	Ch1
DataChannels RatioChannel2 127	Ch1
DataChannels RatioChannel2 128	Ch1
DataChannels RatioChannel2 129	Ch1
DataChannels RatioChannel2 13	Ch1
DataChannels RatioChannel2 130	Ch1
DataChannels RatioChannel2 131	Ch1
DataChannels RatioChannel2 132	Ch1
DataChannels RatioChannel2 133	Ch1
DataChannels RatioChannel2 134	Ch1
DataChannels RatioChannel2 135	Ch1
DataChannels RatioChannel2 136	Ch1
DataChannels RatioChannel2 137	Ch1
DataChannels RatioChannel2 138	Ch1
DataChannels RatioChannel2 139	Ch1
DataChannels RatioChannel2 14	Ch1
DataChannels RatioChannel2 140	Ch1
DataChannels RatioChannel2 141	Ch1
DataChannels RatioChannel2 142	Ch1
DataChannels RatioChannel2 143	Ch1
DataChannels RatioChannel2 144	Ch1
DataChannels RatioChannel2 145	Ch1
DataChannels RatioChannel2 146	Ch1
DataChannels RatioChannel2 147	Ch1
DataChannels RatioChannel2 148	Ch1
DataChannels RatioChannel2 149	Ch1
DataChannels RatioChannel2 15	Ch1
DataChannels RatioChannel2 150	Ch1
DataChannels RatioChannel2 151	Ch1
DataChannels RatioChannel2 152	Ch1
DataChannels RatioChannel2 153	Ch1
DataChannels RatioChannel2 154	Ch1
DataChannels RatioChannel2 155	Ch1
DataChannels RatioChannel2 156	Ch1
DataChannels RatioChannel2 157	Ch1
DataChannels RatioChannel2 158	Ch1
DataChannels RatioChannel2 159	Ch1
DataChannels RatioChannel2 16	Ch1
DataChannels RatioChannel2 160	Ch1
DataChannels RatioChannel2 161	Ch1
DataChannels RatioChannel2 162	Ch1
DataChannels RatioChannel2 163	Ch1
DataChannels RatioChannel2 164	Ch1
DataChannels RatioChannel2 165	Ch1
DataChannels RatioChannel2 166	Ch1
DataChannels RatioChannel2 167	Ch1
DataChannels RatioChannel2 168	Ch1
DataChannels RatioChannel2 169	Ch1
DataChannels RatioChannel2 17	Ch1
DataChannels RatioChannel2 170	Ch1
DataChannels RatioChannel2 171	Ch1
DataChannels RatioChannel2 172	Ch1
DataChannels RatioChannel2 173	Ch1
DataChannels RatioChannel2 174	Ch1
DataChannels RatioChannel2 175	Ch1
DataChannels RatioChannel2 176	Ch1
DataChannels RatioChannel2 177	Ch1
DataChannels RatioChannel2 178	Ch1
DataChannels RatioChannel2 179	Ch1
DataChannels RatioChannel2 18	Ch1
DataChannels RatioChannel2 180	Ch1
DataChannels RatioChannel2 181	Ch1
DataChannels RatioChannel2 182	Ch1
DataChannels RatioChannel2 183	Ch1
DataChannels RatioChannel2 184	Ch1
DataChannels RatioChannel2 185	Ch1
DataChannels RatioChannel2 186	Ch1
DataChannels RatioChannel2 187	Ch1
DataChannels RatioChannel2 188	Ch1
DataChannels RatioChannel2 189	Ch1
DataChannels RatioChannel2 19	Ch1
DataChannels RatioChannel2 190	Ch1
DataChannels RatioChannel2 191	Ch1
DataChannels RatioChannel2 192	Ch1
DataChannels RatioChannel2 193	Ch1
DataChannels RatioChannel2 194	Ch1
DataChannels RatioChannel2 195	Ch1
DataChannels RatioChannel2 196	Ch1
DataChannels RatioChannel2 197	Ch1
DataChannels RatioChannel2 198	Ch1
DataChannels RatioChannel2 199	Ch1
DataChannels RatioChannel2 2	Ch1
DataChannels RatioChannel2 20	Ch1
DataChannels RatioChannel2 200	Ch1
DataChannels RatioChannel2 201	Ch1
DataChannels RatioChannel2 202	Ch1
DataChannels RatioChannel2 203	Ch1
DataChannels RatioChannel2 204	Ch1
DataChannels RatioChannel2 205	Ch1
DataChannels RatioChannel2 206	Ch1
DataChannels RatioChannel2 207	Ch1
DataChannels RatioChannel2 208	Ch1
DataChannels RatioChannel2 209	Ch1
DataChannels RatioChannel2 21	Ch1
DataChannels RatioChannel2 210	Ch1
DataChannels RatioChannel2 211	Ch1
DataChannels RatioChannel2 212	Ch1
DataChannels RatioChannel2 213	Ch1
DataChannels RatioChannel2 214	Ch1
DataChannels RatioChannel2 215	Ch1
DataChannels RatioChannel2 216	Ch1
DataChannels RatioChannel2 217	Ch1
DataChannels RatioChannel2 218	Ch1
DataChannels RatioChannel2 219	Ch1
DataChannels RatioChannel2 22	Ch1
DataChannels RatioChannel2 220	Ch1
DataChannels RatioChannel2 221	Ch1
DataChannels RatioChannel2 222	Ch1
DataChannels RatioChannel2 223	Ch1
DataChannels RatioChannel2 224	Ch1
DataChannels RatioChannel2 225	Ch1
DataChannels RatioChannel2 226	Ch1
DataChannels RatioChannel2 227	Ch1
DataChannels RatioChannel2 228	Ch1
DataChannels RatioChannel2 229	Ch1
DataChannels RatioChannel2 23	Ch1
DataChannels RatioChannel2 230	Ch1
DataChannels RatioChannel2 231	Ch1
DataChannels RatioChannel2 232	Ch1
DataChannels RatioChannel2 233	Ch1
DataChannels RatioChannel2 234	Ch1
DataChannels RatioChannel2 235	Ch1
DataChannels RatioChannel2 236	Ch1
DataChannels RatioChannel2 237	Ch1
DataChannels RatioChannel2 238	Ch1
DataChannels RatioChannel2 239	Ch1
DataChannels RatioChannel2 24	Ch1
DataChannels RatioChannel2 240	Ch1
DataChannels RatioChannel2 241	Ch1
DataChannels RatioChannel2 242	Ch1
DataChannels RatioChannel2 243	Ch1
DataChannels RatioChannel2 244	Ch1
DataChannels RatioChannel2 245	Ch1
DataChannels RatioChannel2 246	Ch1
DataChannels RatioChannel2 247	Ch1
DataChannels RatioChannel2 248	Ch1
DataChannels RatioChannel2 249	Ch1
DataChannels RatioChannel2 25	Ch1
DataChannels RatioChannel2 250	Ch1
DataChannels RatioChannel2 251	Ch1
DataChannels RatioChannel2 252	Ch1
DataChannels RatioChannel2 253	Ch1
DataChannels RatioChannel2 254	Ch1
DataChannels RatioChannel2 255	Ch1
DataChannels RatioChannel2 256	Ch1
DataChannels RatioChannel2 257	Ch1
DataChannels RatioChannel2 258	Ch1
DataChannels RatioChannel2 259	Ch1
DataChannels RatioChannel2 26	Ch1
DataChannels RatioChannel2 260	Ch1
DataChannels RatioChannel2 261	Ch1
DataChannels RatioChannel2 262	Ch1
DataChannels RatioChannel2 263	Ch1
DataChannels RatioChannel2 264	Ch1
DataChannels RatioChannel2 265	Ch1
DataChannels RatioChannel2 266	Ch1
DataChannels RatioChannel2 267	Ch1
DataChannels RatioChannel2 268	Ch1
DataChannels RatioChannel2 269	Ch1
DataChannels RatioChannel2 27	Ch1
DataChannels RatioChannel2 270	Ch1
DataChannels RatioChannel2 271	Ch1
DataChannels RatioChannel2 272	Ch1
DataChannels RatioChannel2 273	Ch1
DataChannels RatioChannel2 274	Ch1
DataChannels RatioChannel2 275	Ch1
DataChannels RatioChannel2 276	Ch1
DataChannels RatioChannel2 277	Ch1
DataChannels RatioChannel2 278	Ch1
DataChannels RatioChannel2 279	Ch1
DataChannels RatioChannel2 28	Ch1
DataChannels RatioChannel2 280	Ch1
DataChannels RatioChannel2 281	Ch1
DataChannels RatioChannel2 282	Ch1
DataChannels RatioChannel2 283	Ch1
DataChannels RatioChannel2 284	Ch1
DataChannels RatioChannel2 285	Ch1
DataChannels RatioChannel2 286	Ch1
DataChannels RatioChannel2 287	Ch1
DataChannels RatioChannel2 288	Ch1
DataChannels RatioChannel2 289	Ch1
DataChannels RatioChannel2 29	Ch1
DataChannels RatioChannel2 290	Ch1
DataChannels RatioChannel2 291	Ch1
DataChannels RatioChannel2 292	Ch1
DataChannels RatioChannel2 293	Ch1
DataChannels RatioChannel2 294	Ch1
DataChannels RatioChannel2 295	Ch1
DataChannels RatioChannel2 296	Ch1
DataChannels RatioChannel2 297	Ch1
DataChannels RatioChannel2 298	Ch1
DataChannels RatioChannel2 299	Ch1
DataChannels RatioChannel2 3	Ch1
DataChannels RatioChannel2 30	Ch1
DataChannels RatioChannel2 300	Ch1
DataChannels RatioChannel2 301	Ch1
DataChannels RatioChannel2 302	Ch1
DataChannels RatioChannel2 303	Ch1
DataChannels RatioChannel2 304	Ch1
DataChannels RatioChannel2 305	Ch1
DataChannels RatioChannel2 306	Ch1
DataChannels RatioChannel2 307	Ch1
DataChannels RatioChannel2 308	Ch1
DataChannels RatioChannel2 309	Ch1
DataChannels RatioChannel2 31	Ch1
DataChannels RatioChannel2 310	Ch1
DataChannels RatioChannel2 311	Ch1
DataChannels RatioChannel2 312	Ch1
DataChannels RatioChannel2 313	Ch1
DataChannels RatioChannel2 314	Ch1
DataChannels RatioChannel2 315	Ch1
DataChannels RatioChannel2 316	Ch1
DataChannels RatioChannel2 317	Ch1
DataChannels RatioChannel2 318	Ch1
DataChannels RatioChannel2 319	Ch1
DataChannels RatioChannel2 32	Ch1
DataChannels RatioChannel2 320	Ch1
DataChannels RatioChannel2 321	Ch1
DataChannels RatioChannel2 322	Ch1
DataChannels RatioChannel2 323	Ch1
DataChannels RatioChannel2 324	Ch1
DataChannels RatioChannel2 325	Ch1
DataChannels RatioChannel2 326	Ch1
DataChannels RatioChannel2 327	Ch1
DataChannels RatioChannel2 328	Ch1
DataChannels RatioChannel2 329	Ch1
DataChannels RatioChannel2 33	Ch1
DataChannels RatioChannel2 330	Ch1
DataChannels RatioChannel2 331	Ch1
DataChannels RatioChannel2 332	Ch1
DataChannels RatioChannel2 333	Ch1
DataChannels RatioChannel2 334	Ch1
DataChannels RatioChannel2 335	Ch1
DataChannels RatioChannel2 336	Ch1
DataChannels RatioChannel2 337	Ch1
DataChannels RatioChannel2 338	Ch1
DataChannels RatioChannel2 339	Ch1
DataChannels RatioChannel2 34	Ch1
DataChannels RatioChannel2 340	Ch1
DataChannels RatioChannel2 341	Ch1
DataChannels RatioChannel2 342	Ch1
DataChannels RatioChannel2 343	Ch1
DataChannels RatioChannel2 344	Ch1
DataChannels RatioChannel2 345	Ch1
DataChannels RatioChannel2 346	Ch1
DataChannels RatioChannel2 347	Ch1
DataChannels RatioChannel2 348	Ch1
DataChannels RatioChannel2 349	Ch1
DataChannels RatioChannel2 35	Ch1
DataChannels RatioChannel2 350	Ch1
DataChannels RatioChannel2 351	Ch1
DataChannels RatioChannel2 352	Ch1
DataChannels RatioChannel2 353	Ch1
DataChannels RatioChannel2 354	Ch1
DataChannels RatioChannel2 355	Ch1
DataChannels RatioChannel2 356	Ch1
DataChannels RatioChannel2 357	Ch1
DataChannels RatioChannel2 358	Ch1
DataChannels RatioChannel2 359	Ch1
DataChannels RatioChannel2 36	Ch1
DataChannels RatioChannel2 360	Ch1
DataChannels RatioChannel2 361	Ch1
DataChannels RatioChannel2 362	Ch1
DataChannels RatioChannel2 363	Ch1
DataChannels RatioChannel2 364	Ch1
DataChannels RatioChannel2 365	Ch1
DataChannels RatioChannel2 366	Ch1
DataChannels RatioChannel2 367	Ch1
DataChannels RatioChannel2 368	Ch1
DataChannels RatioChannel2 369	Ch1
DataChannels RatioChannel2 37	Ch1
DataChannels RatioChannel2 370	Ch1
DataChannels RatioChannel2 371	Ch1
DataChannels RatioChannel2 372	Ch1
DataChannels RatioChannel2 373	Ch1
DataChannels RatioChannel2 374	Ch1
DataChannels RatioChannel2 375	Ch1
DataChannels RatioChannel2 376	Ch1
DataChannels RatioChannel2 377	Ch1
DataChannels RatioChannel2 378	Ch1
DataChannels RatioChannel2 379	Ch1
DataChannels RatioChannel2 38	Ch1
DataChannels RatioChannel2 380	Ch1
DataChannels RatioChannel2 381	Ch1
DataChannels RatioChannel2 382	Ch1
DataChannels RatioChannel2 383	Ch1
DataChannels RatioChannel2 384	Ch1
DataChannels RatioChannel2 385	Ch1
DataChannels RatioChannel2 386	Ch1
DataChannels RatioChannel2 387	Ch1
DataChannels RatioChannel2 388	Ch1
DataChannels RatioChannel2 389	Ch1
DataChannels RatioChannel2 39	Ch1
DataChannels RatioChannel2 390	Ch1
DataChannels RatioChannel2 391	Ch1
DataChannels RatioChannel2 392	Ch1
DataChannels RatioChannel2 393	Ch1
DataChannels RatioChannel2 394	Ch1
DataChannels RatioChannel2 395	Ch1
DataChannels RatioChannel2 396	Ch1
DataChannels RatioChannel2 397	Ch1
DataChannels RatioChannel2 398	Ch1
DataChannels RatioChannel2 399	Ch1
DataChannels RatioChannel2 4	Ch1
DataChannels RatioChannel2 40	Ch1
DataChannels RatioChannel2 400	Ch1
DataChannels RatioChannel2 401	Ch1
DataChannels RatioChannel2 402	Ch1
DataChannels RatioChannel2 403	Ch1
DataChannels RatioChannel2 404	Ch1
DataChannels RatioChannel2 405	Ch1
DataChannels RatioChannel2 406	Ch1
DataChannels RatioChannel2 407	Ch1
DataChannels RatioChannel2 408	Ch1
DataChannels RatioChannel2 409	Ch1
DataChannels RatioChannel2 41	Ch1
DataChannels RatioChannel2 410	Ch1
DataChannels RatioChannel2 411	Ch1
DataChannels RatioChannel2 412	Ch1
DataChannels RatioChannel2 413	Ch1
DataChannels RatioChannel2 414	Ch1
DataChannels RatioChannel2 415	Ch1
DataChannels RatioChannel2 416	Ch1
DataChannels RatioChannel2 417	Ch1
DataChannels RatioChannel2 418	Ch1
DataChannels RatioChannel2 419	Ch1
DataChannels RatioChannel2 42	Ch1
DataChannels RatioChannel2 420	Ch1
DataChannels RatioChannel2 421	Ch1
DataChannels RatioChannel2 422	Ch1
DataChannels RatioChannel2 423	Ch1
DataChannels RatioChannel2 424	Ch1
DataChannels RatioChannel2 425	Ch1
DataChannels RatioChannel2 426	Ch1
DataChannels RatioChannel2 427	Ch1
DataChannels RatioChannel2 428	Ch1
DataChannels RatioChannel2 429	Ch1
DataChannels RatioChannel2 43	Ch1
DataChannels RatioChannel2 430	Ch1
DataChannels RatioChannel2 431	Ch1
DataChannels RatioChannel2 432	Ch1
DataChannels RatioChannel2 433	Ch1
DataChannels RatioChannel2 434	Ch1
DataChannels RatioChannel2 435	Ch1
DataChannels RatioChannel2 436	Ch1
DataChannels RatioChannel2 437	Ch1
DataChannels RatioChannel2 438	Ch1
DataChannels RatioChannel2 439	Ch1
DataChannels RatioChannel2 44	Ch1
DataChannels RatioChannel2 440	Ch1
DataChannels RatioChannel2 441	Ch1
DataChannels RatioChannel2 442	Ch1
DataChannels RatioChannel2 443	Ch1
DataChannels RatioChannel2 444	Ch1
DataChannels RatioChannel2 445	Ch1
DataChannels RatioChannel2 446	Ch1
DataChannels RatioChannel2 447	Ch1
DataChannels RatioChannel2 448	Ch1
DataChannels RatioChannel2 449	Ch1
DataChannels RatioChannel2 45	Ch1
DataChannels RatioChannel2 450	Ch1
DataChannels RatioChannel2 451	Ch1
DataChannels RatioChannel2 452	Ch1
DataChannels RatioChannel2 453	Ch1
DataChannels RatioChannel2 454	Ch1
DataChannels RatioChannel2 455	Ch1
DataChannels RatioChannel2 456	Ch1
DataChannels RatioChannel2 46	Ch1
DataChannels RatioChannel2 47	Ch1
DataChannels RatioChannel2 48	Ch1
DataChannels RatioChannel2 49	Ch1
DataChannels RatioChannel2 5	Ch1
DataChannels RatioChannel2 50	Ch1
DataChannels RatioChannel2 51	Ch1
DataChannels RatioChannel2 52	Ch1
DataChannels RatioChannel2 53	Ch1
DataChannels RatioChannel2 54	Ch1
DataChannels RatioChannel2 55	Ch1
DataChannels RatioChannel2 56	Ch1
DataChannels RatioChannel2 57	Ch1
DataChannels RatioChannel2 58	Ch1
DataChannels RatioChannel2 59	Ch1
DataChannels RatioChannel2 6	Ch1
DataChannels RatioChannel2 60	Ch1
DataChannels RatioChannel2 61	Ch1
DataChannels RatioChannel2 62	Ch1
DataChannels RatioChannel2 63	Ch1
DataChannels RatioChannel2 64	Ch1
DataChannels RatioChannel2 65	Ch1
DataChannels RatioChannel2 66	Ch1
DataChannels RatioChannel2 67	Ch1
DataChannels RatioChannel2 68	Ch1
DataChannels RatioChannel2 69	Ch1
DataChannels RatioChannel2 7	Ch1
DataChannels RatioChannel2 70	Ch1
DataChannels RatioChannel2 71	Ch1
DataChannels RatioChannel2 72	Ch1
DataChannels RatioChannel2 73	Ch1
DataChannels RatioChannel2 74	Ch1
DataChannels RatioChannel2 75	Ch1
DataChannels RatioChannel2 76	Ch1
DataChannels RatioChannel2 77	Ch1
DataChannels RatioChannel2 78	Ch1
DataChannels RatioChannel2 79	Ch1
DataChannels RatioChannel2 8	Ch1
DataChannels RatioChannel2 80	Ch1
DataChannels RatioChannel2 81	Ch1
DataChannels RatioChannel2 82	Ch1
DataChannels RatioChannel2 83	Ch1
DataChannels RatioChannel2 84	Ch1
DataChannels RatioChannel2 85	Ch1
DataChannels RatioChannel2 86	Ch1
DataChannels RatioChannel2 87	Ch1
DataChannels RatioChannel2 88	Ch1
DataChannels RatioChannel2 89	Ch1
DataChannels RatioChannel2 9	Ch1
DataChannels RatioChannel2 90	Ch1
DataChannels RatioChannel2 91	Ch1
DataChannels RatioChannel2 92	Ch1
DataChannels RatioChannel2 93	Ch1
DataChannels RatioChannel2 94	Ch1
DataChannels RatioChannel2 95	Ch1
DataChannels RatioChannel2 96	Ch1
DataChannels RatioChannel2 97	Ch1
DataChannels RatioChannel2 98	Ch1
DataChannels RatioChannel2 99	Ch1
DataChannels RatioConstant1 1	0.0
DataChannels RatioConstant1 10	0.0
DataChannels RatioConstant1 100	0.0
DataChannels RatioConstant1 101	0.0
DataChannels RatioConstant1 102	0.0
DataChannels RatioConstant1 103	0.0
DataChannels RatioConstant1 104	0.0
DataChannels RatioConstant1 105	0.0
DataChannels RatioConstant1 106	0.0
DataChannels RatioConstant1 107	0.0
DataChannels RatioConstant1 108	0.0
DataChannels RatioConstant1 109	0.0
DataChannels RatioConstant1 11	0.0
DataChannels RatioConstant1 110	0.0
DataChannels RatioConstant1 111	0.0
DataChannels RatioConstant1 112	0.0
DataChannels RatioConstant1 113	0.0
DataChannels RatioConstant1 114	0.0
DataChannels RatioConstant1 115	0.0
DataChannels RatioConstant1 116	0.0
DataChannels RatioConstant1 117	0.0
DataChannels RatioConstant1 118	0.0
DataChannels RatioConstant1 119	0.0
DataChannels RatioConstant1 12	0.0
DataChannels RatioConstant1 120	0.0
DataChannels RatioConstant1 121	0.0
DataChannels RatioConstant1 122	0.0
DataChannels RatioConstant1 123	0.0
DataChannels RatioConstant1 124	0.0
DataChannels RatioConstant1 125	0.0
DataChannels RatioConstant1 126	0.0
DataChannels RatioConstant1 127	0.0
DataChannels RatioConstant1 128	0.0
DataChannels RatioConstant1 129	0.0
DataChannels RatioConstant1 13	0.0
DataChannels RatioConstant1 130	0.0
DataChannels RatioConstant1 131	0.0
DataChannels RatioConstant1 132	0.0
DataChannels RatioConstant1 133	0.0
DataChannels RatioConstant1 134	0.0
DataChannels RatioConstant1 135	0.0
DataChannels RatioConstant1 136	0.0
DataChannels RatioConstant1 137	0.0
DataChannels RatioConstant1 138	0.0
DataChannels RatioConstant1 139	0.0
DataChannels RatioConstant1 14	0.0
DataChannels RatioConstant1 140	0.0
DataChannels RatioConstant1 141	0.0
DataChannels RatioConstant1 142	0.0
DataChannels RatioConstant1 143	0.0
DataChannels RatioConstant1 144	0.0
DataChannels RatioConstant1 145	0.0
DataChannels RatioConstant1 146	0.0
DataChannels RatioConstant1 147	0.0
DataChannels RatioConstant1 148	0.0
DataChannels RatioConstant1 149	0.0
DataChannels RatioConstant1 15	0.0
DataChannels RatioConstant1 150	0.0
DataChannels RatioConstant1 151	0.0
DataChannels RatioConstant1 152	0.0
DataChannels RatioConstant1 153	0.0
DataChannels RatioConstant1 154	0.0
DataChannels RatioConstant1 155	0.0
DataChannels RatioConstant1 156	0.0
DataChannels RatioConstant1 157	0.0
DataChannels RatioConstant1 158	0.0
DataChannels RatioConstant1 159	0.0
DataChannels RatioConstant1 16	0.0
DataChannels RatioConstant1 160	0.0
DataChannels RatioConstant1 161	0.0
DataChannels RatioConstant1 162	0.0
DataChannels RatioConstant1 163	0.0
DataChannels RatioConstant1 164	0.0
DataChannels RatioConstant1 165	0.0
DataChannels RatioConstant1 166	0.0
DataChannels RatioConstant1 167	0.0
DataChannels RatioConstant1 168	0.0
DataChannels RatioConstant1 169	0.0
DataChannels RatioConstant1 17	0.0
DataChannels RatioConstant1 170	0.0
DataChannels RatioConstant1 171	0.0
DataChannels RatioConstant1 172	0.0
DataChannels RatioConstant1 173	0.0
DataChannels RatioConstant1 174	0.0
DataChannels RatioConstant1 175	0.0
DataChannels RatioConstant1 176	0.0
DataChannels RatioConstant1 177	0.0
DataChannels RatioConstant1 178	0.0
DataChannels RatioConstant1 179	0.0
DataChannels RatioConstant1 18	0.0
DataChannels RatioConstant1 180	0.0
DataChannels RatioConstant1 181	0.0
DataChannels RatioConstant1 182	0.0
DataChannels RatioConstant1 183	0.0
DataChannels RatioConstant1 184	0.0
DataChannels RatioConstant1 185	0.0
DataChannels RatioConstant1 186	0.0
DataChannels RatioConstant1 187	0.0
DataChannels RatioConstant1 188	0.0
DataChannels RatioConstant1 189	0.0
DataChannels RatioConstant1 19	0.0
DataChannels RatioConstant1 190	0.0
DataChannels RatioConstant1 191	0.0
DataChannels RatioConstant1 192	0.0
DataChannels RatioConstant1 193	0.0
DataChannels RatioConstant1 194	0.0
DataChannels RatioConstant1 195	0.0
DataChannels RatioConstant1 196	0.0
DataChannels RatioConstant1 197	0.0
DataChannels RatioConstant1 198	0.0
DataChannels RatioConstant1 199	0.0
DataChannels RatioConstant1 2	0.0
DataChannels RatioConstant1 20	0.0
DataChannels RatioConstant1 200	0.0
DataChannels RatioConstant1 201	0.0
DataChannels RatioConstant1 202	0.0
DataChannels RatioConstant1 203	0.0
DataChannels RatioConstant1 204	0.0
DataChannels RatioConstant1 205	0.0
DataChannels RatioConstant1 206	0.0
DataChannels RatioConstant1 207	0.0
DataChannels RatioConstant1 208	0.0
DataChannels RatioConstant1 209	0.0
DataChannels RatioConstant1 21	0.0
DataChannels RatioConstant1 210	0.0
DataChannels RatioConstant1 211	0.0
DataChannels RatioConstant1 212	0.0
DataChannels RatioConstant1 213	0.0
DataChannels RatioConstant1 214	0.0
DataChannels RatioConstant1 215	0.0
DataChannels RatioConstant1 216	0.0
DataChannels RatioConstant1 217	0.0
DataChannels RatioConstant1 218	0.0
DataChannels RatioConstant1 219	0.0
DataChannels RatioConstant1 22	0.0
DataChannels RatioConstant1 220	0.0
DataChannels RatioConstant1 221	0.0
DataChannels RatioConstant1 222	0.0
DataChannels RatioConstant1 223	0.0
DataChannels RatioConstant1 224	0.0
DataChannels RatioConstant1 225	0.0
DataChannels RatioConstant1 226	0.0
DataChannels RatioConstant1 227	0.0
DataChannels RatioConstant1 228	0.0
DataChannels RatioConstant1 229	0.0
DataChannels RatioConstant1 23	0.0
DataChannels RatioConstant1 230	0.0
DataChannels RatioConstant1 231	0.0
DataChannels RatioConstant1 232	0.0
DataChannels RatioConstant1 233	0.0
DataChannels RatioConstant1 234	0.0
DataChannels RatioConstant1 235	0.0
DataChannels RatioConstant1 236	0.0
DataChannels RatioConstant1 237	0.0
DataChannels RatioConstant1 238	0.0
DataChannels RatioConstant1 239	0.0
DataChannels RatioConstant1 24	0.0
DataChannels RatioConstant1 240	0.0
DataChannels RatioConstant1 241	0.0
DataChannels RatioConstant1 242	0.0
DataChannels RatioConstant1 243	0.0
DataChannels RatioConstant1 244	0.0
DataChannels RatioConstant1 245	0.0
DataChannels RatioConstant1 246	0.0
DataChannels RatioConstant1 247	0.0
DataChannels RatioConstant1 248	0.0
DataChannels RatioConstant1 249	0.0
DataChannels RatioConstant1 25	0.0
DataChannels RatioConstant1 250	0.0
DataChannels RatioConstant1 251	0.0
DataChannels RatioConstant1 252	0.0
DataChannels RatioConstant1 253	0.0
DataChannels RatioConstant1 254	0.0
DataChannels RatioConstant1 255	0.0
DataChannels RatioConstant1 256	0.0
DataChannels RatioConstant1 257	0.0
DataChannels RatioConstant1 258	0.0
DataChannels RatioConstant1 259	0.0
DataChannels RatioConstant1 26	0.0
DataChannels RatioConstant1 260	0.0
DataChannels RatioConstant1 261	0.0
DataChannels RatioConstant1 262	0.0
DataChannels RatioConstant1 263	0.0
DataChannels RatioConstant1 264	0.0
DataChannels RatioConstant1 265	0.0
DataChannels RatioConstant1 266	0.0
DataChannels RatioConstant1 267	0.0
DataChannels RatioConstant1 268	0.0
DataChannels RatioConstant1 269	0.0
DataChannels RatioConstant1 27	0.0
DataChannels RatioConstant1 270	0.0
DataChannels RatioConstant1 271	0.0
DataChannels RatioConstant1 272	0.0
DataChannels RatioConstant1 273	0.0
DataChannels RatioConstant1 274	0.0
DataChannels RatioConstant1 275	0.0
DataChannels RatioConstant1 276	0.0
DataChannels RatioConstant1 277	0.0
DataChannels RatioConstant1 278	0.0
DataChannels RatioConstant1 279	0.0
DataChannels RatioConstant1 28	0.0
DataChannels RatioConstant1 280	0.0
DataChannels RatioConstant1 281	0.0
DataChannels RatioConstant1 282	0.0
DataChannels RatioConstant1 283	0.0
DataChannels RatioConstant1 284	0.0
DataChannels RatioConstant1 285	0.0
DataChannels RatioConstant1 286	0.0
DataChannels RatioConstant1 287	0.0
DataChannels RatioConstant1 288	0.0
DataChannels RatioConstant1 289	0.0
DataChannels RatioConstant1 29	0.0
DataChannels RatioConstant1 290	0.0
DataChannels RatioConstant1 291	0.0
DataChannels RatioConstant1 292	0.0
DataChannels RatioConstant1 293	0.0
DataChannels RatioConstant1 294	0.0
DataChannels RatioConstant1 295	0.0
DataChannels RatioConstant1 296	0.0
DataChannels RatioConstant1 297	0.0
DataChannels RatioConstant1 298	0.0
DataChannels RatioConstant1 299	0.0
DataChannels RatioConstant1 3	0.0
DataChannels RatioConstant1 30	0.0
DataChannels RatioConstant1 300	0.0
DataChannels RatioConstant1 301	0.0
DataChannels RatioConstant1 302	0.0
DataChannels RatioConstant1 303	0.0
DataChannels RatioConstant1 304	0.0
DataChannels RatioConstant1 305	0.0
DataChannels RatioConstant1 306	0.0
DataChannels RatioConstant1 307	0.0
DataChannels RatioConstant1 308	0.0
DataChannels RatioConstant1 309	0.0
DataChannels RatioConstant1 31	0.0
DataChannels RatioConstant1 310	0.0
DataChannels RatioConstant1 311	0.0
DataChannels RatioConstant1 312	0.0
DataChannels RatioConstant1 313	0.0
DataChannels RatioConstant1 314	0.0
DataChannels RatioConstant1 315	0.0
DataChannels RatioConstant1 316	0.0
DataChannels RatioConstant1 317	0.0
DataChannels RatioConstant1 318	0.0
DataChannels RatioConstant1 319	0.0
DataChannels RatioConstant1 32	0.0
DataChannels RatioConstant1 320	0.0
DataChannels RatioConstant1 321	0.0
DataChannels RatioConstant1 322	0.0
DataChannels RatioConstant1 323	0.0
DataChannels RatioConstant1 324	0.0
DataChannels RatioConstant1 325	0.0
DataChannels RatioConstant1 326	0.0
DataChannels RatioConstant1 327	0.0
DataChannels RatioConstant1 328	0.0
DataChannels RatioConstant1 329	0.0
DataChannels RatioConstant1 33	0.0
DataChannels RatioConstant1 330	0.0
DataChannels RatioConstant1 331	0.0
DataChannels RatioConstant1 332	0.0
DataChannels RatioConstant1 333	0.0
DataChannels RatioConstant1 334	0.0
DataChannels RatioConstant1 335	0.0
DataChannels RatioConstant1 336	0.0
DataChannels RatioConstant1 337	0.0
DataChannels RatioConstant1 338	0.0
DataChannels RatioConstant1 339	0.0
DataChannels RatioConstant1 34	0.0
DataChannels RatioConstant1 340	0.0
DataChannels RatioConstant1 341	0.0
DataChannels RatioConstant1 342	0.0
DataChannels RatioConstant1 343	0.0
DataChannels RatioConstant1 344	0.0
DataChannels RatioConstant1 345	0.0
DataChannels RatioConstant1 346	0.0
DataChannels RatioConstant1 347	0.0
DataChannels RatioConstant1 348	0.0
DataChannels RatioConstant1 349	0.0
DataChannels RatioConstant1 35	0.0
DataChannels RatioConstant1 350	0.0
DataChannels RatioConstant1 351	0.0
DataChannels RatioConstant1 352	0.0
DataChannels RatioConstant1 353	0.0
DataChannels RatioConstant1 354	0.0
DataChannels RatioConstant1 355	0.0
DataChannels RatioConstant1 356	0.0
DataChannels RatioConstant1 357	0.0
DataChannels RatioConstant1 358	0.0
DataChannels RatioConstant1 359	0.0
DataChannels RatioConstant1 36	0.0
DataChannels RatioConstant1 360	0.0
DataChannels RatioConstant1 361	0.0
DataChannels RatioConstant1 362	0.0
DataChannels RatioConstant1 363	0.0
DataChannels RatioConstant1 364	0.0
DataChannels RatioConstant1 365	0.0
DataChannels RatioConstant1 366	0.0
DataChannels RatioConstant1 367	0.0
DataChannels RatioConstant1 368	0.0
DataChannels RatioConstant1 369	0.0
DataChannels RatioConstant1 37	0.0
DataChannels RatioConstant1 370	0.0
DataChannels RatioConstant1 371	0.0
DataChannels RatioConstant1 372	0.0
DataChannels RatioConstant1 373	0.0
DataChannels RatioConstant1 374	0.0
DataChannels RatioConstant1 375	0.0
DataChannels RatioConstant1 376	0.0
DataChannels RatioConstant1 377	0.0
DataChannels RatioConstant1 378	0.0
DataChannels RatioConstant1 379	0.0
DataChannels RatioConstant1 38	0.0
DataChannels RatioConstant1 380	0.0
DataChannels RatioConstant1 381	0.0
DataChannels RatioConstant1 382	0.0
DataChannels RatioConstant1 383	0.0
DataChannels RatioConstant1 384	0.0
DataChannels RatioConstant1 385	0.0
DataChannels RatioConstant1 386	0.0
DataChannels RatioConstant1 387	0.0
DataChannels RatioConstant1 388	0.0
DataChannels RatioConstant1 389	0.0
DataChannels RatioConstant1 39	0.0
DataChannels RatioConstant1 390	0.0
DataChannels RatioConstant1 391	0.0
DataChannels RatioConstant1 392	0.0
DataChannels RatioConstant1 393	0.0
DataChannels RatioConstant1 394	0.0
DataChannels RatioConstant1 395	0.0
DataChannels RatioConstant1 396	0.0
DataChannels RatioConstant1 397	0.0
DataChannels RatioConstant1 398	0.0
DataChannels RatioConstant1 399	0.0
DataChannels RatioConstant1 4	0.0
DataChannels RatioConstant1 40	0.0
DataChannels RatioConstant1 400	0.0
DataChannels RatioConstant1 401	0.0
DataChannels RatioConstant1 402	0.0
DataChannels RatioConstant1 403	0.0
DataChannels RatioConstant1 404	0.0
DataChannels RatioConstant1 405	0.0
DataChannels RatioConstant1 406	0.0
DataChannels RatioConstant1 407	0.0
DataChannels RatioConstant1 408	0.0
DataChannels RatioConstant1 409	0.0
DataChannels RatioConstant1 41	0.0
DataChannels RatioConstant1 410	0.0
DataChannels RatioConstant1 411	0.0
DataChannels RatioConstant1 412	0.0
DataChannels RatioConstant1 413	0.0
DataChannels RatioConstant1 414	0.0
DataChannels RatioConstant1 415	0.0
DataChannels RatioConstant1 416	0.0
DataChannels RatioConstant1 417	0.0
DataChannels RatioConstant1 418	0.0
DataChannels RatioConstant1 419	0.0
DataChannels RatioConstant1 42	0.0
DataChannels RatioConstant1 420	0.0
DataChannels RatioConstant1 421	0.0
DataChannels RatioConstant1 422	0.0
DataChannels RatioConstant1 423	0.0
DataChannels RatioConstant1 424	0.0
DataChannels RatioConstant1 425	0.0
DataChannels RatioConstant1 426	0.0
DataChannels RatioConstant1 427	0.0
DataChannels RatioConstant1 428	0.0
DataChannels RatioConstant1 429	0.0
DataChannels RatioConstant1 43	0.0
DataChannels RatioConstant1 430	0.0
DataChannels RatioConstant1 431	0.0
DataChannels RatioConstant1 432	0.0
DataChannels RatioConstant1 433	0.0
DataChannels RatioConstant1 434	0.0
DataChannels RatioConstant1 435	0.0
DataChannels RatioConstant1 436	0.0
DataChannels RatioConstant1 437	0.0
DataChannels RatioConstant1 438	0.0
DataChannels RatioConstant1 439	0.0
DataChannels RatioConstant1 44	0.0
DataChannels RatioConstant1 440	0.0
DataChannels RatioConstant1 441	0.0
DataChannels RatioConstant1 442	0.0
DataChannels RatioConstant1 443	0.0
DataChannels RatioConstant1 444	0.0
DataChannels RatioConstant1 445	0.0
DataChannels RatioConstant1 446	0.0
DataChannels RatioConstant1 447	0.0
DataChannels RatioConstant1 448	0.0
DataChannels RatioConstant1 449	0.0
DataChannels RatioConstant1 45	0.0
DataChannels RatioConstant1 450	0.0
DataChannels RatioConstant1 451	0.0
DataChannels RatioConstant1 452	0.0
DataChannels RatioConstant1 453	0.0
DataChannels RatioConstant1 454	0.0
DataChannels RatioConstant1 455	0.0
DataChannels RatioConstant1 456	0.0
DataChannels RatioConstant1 46	0.0
DataChannels RatioConstant1 47	0.0
DataChannels RatioConstant1 48	0.0
DataChannels RatioConstant1 49	0.0
DataChannels RatioConstant1 5	0.0
DataChannels RatioConstant1 50	0.0
DataChannels RatioConstant1 51	0.0
DataChannels RatioConstant1 52	0.0
DataChannels RatioConstant1 53	0.0
DataChannels RatioConstant1 54	0.0
DataChannels RatioConstant1 55	0.0
DataChannels RatioConstant1 56	0.0
DataChannels RatioConstant1 57	0.0
DataChannels RatioConstant1 58	0.0
DataChannels RatioConstant1 59	0.0
DataChannels RatioConstant1 6	0.0
DataChannels RatioConstant1 60	0.0
DataChannels RatioConstant1 61	0.0
DataChannels RatioConstant1 62	0.0
DataChannels RatioConstant1 63	0.0
DataChannels RatioConstant1 64	0.0
DataChannels RatioConstant1 65	0.0
DataChannels RatioConstant1 66	0.0
DataChannels RatioConstant1 67	0.0
DataChannels RatioConstant1 68	0.0
DataChannels RatioConstant1 69	0.0
DataChannels RatioConstant1 7	0.0
DataChannels RatioConstant1 70	0.0
DataChannels RatioConstant1 71	0.0
DataChannels RatioConstant1 72	0.0
DataChannels RatioConstant1 73	0.0
DataChannels RatioConstant1 74	0.0
DataChannels RatioConstant1 75	0.0
DataChannels RatioConstant1 76	0.0
DataChannels RatioConstant1 77	0.0
DataChannels RatioConstant1 78	0.0
DataChannels RatioConstant1 79	0.0
DataChannels RatioConstant1 8	0.0
DataChannels RatioConstant1 80	0.0
DataChannels RatioConstant1 81	0.0
DataChannels RatioConstant1 82	0.0
DataChannels RatioConstant1 83	0.0
DataChannels RatioConstant1 84	0.0
DataChannels RatioConstant1 85	0.0
DataChannels RatioConstant1 86	0.0
DataChannels RatioConstant1 87	0.0
DataChannels RatioConstant1 88	0.0
DataChannels RatioConstant1 89	0.0
DataChannels RatioConstant1 9	0.0
DataChannels RatioConstant1 90	0.0
DataChannels RatioConstant1 91	0.0
DataChannels RatioConstant1 92	0.0
DataChannels RatioConstant1 93	0.0
DataChannels RatioConstant1 94	0.0
DataChannels RatioConstant1 95	0.0
DataChannels RatioConstant1 96	0.0
DataChannels RatioConstant1 97	0.0
DataChannels RatioConstant1 98	0.0
DataChannels RatioConstant1 99	0.0
DataChannels RatioConstant2 1	0.0
DataChannels RatioConstant2 10	0.0
DataChannels RatioConstant2 100	0.0
DataChannels RatioConstant2 101	0.0
DataChannels RatioConstant2 102	0.0
DataChannels RatioConstant2 103	0.0
DataChannels RatioConstant2 104	0.0
DataChannels RatioConstant2 105	0.0
DataChannels RatioConstant2 106	0.0
DataChannels RatioConstant2 107	0.0
DataChannels RatioConstant2 108	0.0
DataChannels RatioConstant2 109	0.0
DataChannels RatioConstant2 11	0.0
DataChannels RatioConstant2 110	0.0
DataChannels RatioConstant2 111	0.0
DataChannels RatioConstant2 112	0.0
DataChannels RatioConstant2 113	0.0
DataChannels RatioConstant2 114	0.0
DataChannels RatioConstant2 115	0.0
DataChannels RatioConstant2 116	0.0
DataChannels RatioConstant2 117	0.0
DataChannels RatioConstant2 118	0.0
DataChannels RatioConstant2 119	0.0
DataChannels RatioConstant2 12	0.0
DataChannels RatioConstant2 120	0.0
DataChannels RatioConstant2 121	0.0
DataChannels RatioConstant2 122	0.0
DataChannels RatioConstant2 123	0.0
DataChannels RatioConstant2 124	0.0
DataChannels RatioConstant2 125	0.0
DataChannels RatioConstant2 126	0.0
DataChannels RatioConstant2 127	0.0
DataChannels RatioConstant2 128	0.0
DataChannels RatioConstant2 129	0.0
DataChannels RatioConstant2 13	0.0
DataChannels RatioConstant2 130	0.0
DataChannels RatioConstant2 131	0.0
DataChannels RatioConstant2 132	0.0
DataChannels RatioConstant2 133	0.0
DataChannels RatioConstant2 134	0.0
DataChannels RatioConstant2 135	0.0
DataChannels RatioConstant2 136	0.0
DataChannels RatioConstant2 137	0.0
DataChannels RatioConstant2 138	0.0
DataChannels RatioConstant2 139	0.0
DataChannels RatioConstant2 14	0.0
DataChannels RatioConstant2 140	0.0
DataChannels RatioConstant2 141	0.0
DataChannels RatioConstant2 142	0.0
DataChannels RatioConstant2 143	0.0
DataChannels RatioConstant2 144	0.0
DataChannels RatioConstant2 145	0.0
DataChannels RatioConstant2 146	0.0
DataChannels RatioConstant2 147	0.0
DataChannels RatioConstant2 148	0.0
DataChannels RatioConstant2 149	0.0
DataChannels RatioConstant2 15	0.0
DataChannels RatioConstant2 150	0.0
DataChannels RatioConstant2 151	0.0
DataChannels RatioConstant2 152	0.0
DataChannels RatioConstant2 153	0.0
DataChannels RatioConstant2 154	0.0
DataChannels RatioConstant2 155	0.0
DataChannels RatioConstant2 156	0.0
DataChannels RatioConstant2 157	0.0
DataChannels RatioConstant2 158	0.0
DataChannels RatioConstant2 159	0.0
DataChannels RatioConstant2 16	0.0
DataChannels RatioConstant2 160	0.0
DataChannels RatioConstant2 161	0.0
DataChannels RatioConstant2 162	0.0
DataChannels RatioConstant2 163	0.0
DataChannels RatioConstant2 164	0.0
DataChannels RatioConstant2 165	0.0
DataChannels RatioConstant2 166	0.0
DataChannels RatioConstant2 167	0.0
DataChannels RatioConstant2 168	0.0
DataChannels RatioConstant2 169	0.0
DataChannels RatioConstant2 17	0.0
DataChannels RatioConstant2 170	0.0
DataChannels RatioConstant2 171	0.0
DataChannels RatioConstant2 172	0.0
DataChannels RatioConstant2 173	0.0
DataChannels RatioConstant2 174	0.0
DataChannels RatioConstant2 175	0.0
DataChannels RatioConstant2 176	0.0
DataChannels RatioConstant2 177	0.0
DataChannels RatioConstant2 178	0.0
DataChannels RatioConstant2 179	0.0
DataChannels RatioConstant2 18	0.0
DataChannels RatioConstant2 180	0.0
DataChannels RatioConstant2 181	0.0
DataChannels RatioConstant2 182	0.0
DataChannels RatioConstant2 183	0.0
DataChannels RatioConstant2 184	0.0
DataChannels RatioConstant2 185	0.0
DataChannels RatioConstant2 186	0.0
DataChannels RatioConstant2 187	0.0
DataChannels RatioConstant2 188	0.0
DataChannels RatioConstant2 189	0.0
DataChannels RatioConstant2 19	0.0
DataChannels RatioConstant2 190	0.0
DataChannels RatioConstant2 191	0.0
DataChannels RatioConstant2 192	0.0
DataChannels RatioConstant2 193	0.0
DataChannels RatioConstant2 194	0.0
DataChannels RatioConstant2 195	0.0
DataChannels RatioConstant2 196	0.0
DataChannels RatioConstant2 197	0.0
DataChannels RatioConstant2 198	0.0
DataChannels RatioConstant2 199	0.0
DataChannels RatioConstant2 2	0.0
DataChannels RatioConstant2 20	0.0
DataChannels RatioConstant2 200	0.0
DataChannels RatioConstant2 201	0.0
DataChannels RatioConstant2 202	0.0
DataChannels RatioConstant2 203	0.0
DataChannels RatioConstant2 204	0.0
DataChannels RatioConstant2 205	0.0
DataChannels RatioConstant2 206	0.0
DataChannels RatioConstant2 207	0.0
DataChannels RatioConstant2 208	0.0
DataChannels RatioConstant2 209	0.0
DataChannels RatioConstant2 21	0.0
DataChannels RatioConstant2 210	0.0
DataChannels RatioConstant2 211	0.0
DataChannels RatioConstant2 212	0.0
DataChannels RatioConstant2 213	0.0
DataChannels RatioConstant2 214	0.0
DataChannels RatioConstant2 215	0.0
DataChannels RatioConstant2 216	0.0
DataChannels RatioConstant2 217	0.0
DataChannels RatioConstant2 218	0.0
DataChannels RatioConstant2 219	0.0
DataChannels RatioConstant2 22	0.0
DataChannels RatioConstant2 220	0.0
DataChannels RatioConstant2 221	0.0
DataChannels RatioConstant2 222	0.0
DataChannels RatioConstant2 223	0.0
DataChannels RatioConstant2 224	0.0
DataChannels RatioConstant2 225	0.0
DataChannels RatioConstant2 226	0.0
DataChannels RatioConstant2 227	0.0
DataChannels RatioConstant2 228	0.0
DataChannels RatioConstant2 229	0.0
DataChannels RatioConstant2 23	0.0
DataChannels RatioConstant2 230	0.0
DataChannels RatioConstant2 231	0.0
DataChannels RatioConstant2 232	0.0
DataChannels RatioConstant2 233	0.0
DataChannels RatioConstant2 234	0.0
DataChannels RatioConstant2 235	0.0
DataChannels RatioConstant2 236	0.0
DataChannels RatioConstant2 237	0.0
DataChannels RatioConstant2 238	0.0
DataChannels RatioConstant2 239	0.0
DataChannels RatioConstant2 24	0.0
DataChannels RatioConstant2 240	0.0
DataChannels RatioConstant2 241	0.0
DataChannels RatioConstant2 242	0.0
DataChannels RatioConstant2 243	0.0
DataChannels RatioConstant2 244	0.0
DataChannels RatioConstant2 245	0.0
DataChannels RatioConstant2 246	0.0
DataChannels RatioConstant2 247	0.0
DataChannels RatioConstant2 248	0.0
DataChannels RatioConstant2 249	0.0
DataChannels RatioConstant2 25	0.0
DataChannels RatioConstant2 250	0.0
DataChannels RatioConstant2 251	0.0
DataChannels RatioConstant2 252	0.0
DataChannels RatioConstant2 253	0.0
DataChannels RatioConstant2 254	0.0
DataChannels RatioConstant2 255	0.0
DataChannels RatioConstant2 256	0.0
DataChannels RatioConstant2 257	0.0
DataChannels RatioConstant2 258	0.0
DataChannels RatioConstant2 259	0.0
DataChannels RatioConstant2 26	0.0
DataChannels RatioConstant2 260	0.0
DataChannels RatioConstant2 261	0.0
DataChannels RatioConstant2 262	0.0
DataChannels RatioConstant2 263	0.0
DataChannels RatioConstant2 264	0.0
DataChannels RatioConstant2 265	0.0
DataChannels RatioConstant2 266	0.0
DataChannels RatioConstant2 267	0.0
DataChannels RatioConstant2 268	0.0
DataChannels RatioConstant2 269	0.0
DataChannels RatioConstant2 27	0.0
DataChannels RatioConstant2 270	0.0
DataChannels RatioConstant2 271	0.0
DataChannels RatioConstant2 272	0.0
DataChannels RatioConstant2 273	0.0
DataChannels RatioConstant2 274	0.0
DataChannels RatioConstant2 275	0.0
DataChannels RatioConstant2 276	0.0
DataChannels RatioConstant2 277	0.0
DataChannels RatioConstant2 278	0.0
DataChannels RatioConstant2 279	0.0
DataChannels RatioConstant2 28	0.0
DataChannels RatioConstant2 280	0.0
DataChannels RatioConstant2 281	0.0
DataChannels RatioConstant2 282	0.0
DataChannels RatioConstant2 283	0.0
DataChannels RatioConstant2 284	0.0
DataChannels RatioConstant2 285	0.0
DataChannels RatioConstant2 286	0.0
DataChannels RatioConstant2 287	0.0
DataChannels RatioConstant2 288	0.0
DataChannels RatioConstant2 289	0.0
DataChannels RatioConstant2 29	0.0
DataChannels RatioConstant2 290	0.0
DataChannels RatioConstant2 291	0.0
DataChannels RatioConstant2 292	0.0
DataChannels RatioConstant2 293	0.0
DataChannels RatioConstant2 294	0.0
DataChannels RatioConstant2 295	0.0
DataChannels RatioConstant2 296	0.0
DataChannels RatioConstant2 297	0.0
DataChannels RatioConstant2 298	0.0
DataChannels RatioConstant2 299	0.0
DataChannels RatioConstant2 3	0.0
DataChannels RatioConstant2 30	0.0
DataChannels RatioConstant2 300	0.0
DataChannels RatioConstant2 301	0.0
DataChannels RatioConstant2 302	0.0
DataChannels RatioConstant2 303	0.0
DataChannels RatioConstant2 304	0.0
DataChannels RatioConstant2 305	0.0
DataChannels RatioConstant2 306	0.0
DataChannels RatioConstant2 307	0.0
DataChannels RatioConstant2 308	0.0
DataChannels RatioConstant2 309	0.0
DataChannels RatioConstant2 31	0.0
DataChannels RatioConstant2 310	0.0
DataChannels RatioConstant2 311	0.0
DataChannels RatioConstant2 312	0.0
DataChannels RatioConstant2 313	0.0
DataChannels RatioConstant2 314	0.0
DataChannels RatioConstant2 315	0.0
DataChannels RatioConstant2 316	0.0
DataChannels RatioConstant2 317	0.0
DataChannels RatioConstant2 318	0.0
DataChannels RatioConstant2 319	0.0
DataChannels RatioConstant2 32	0.0
DataChannels RatioConstant2 320	0.0
DataChannels RatioConstant2 321	0.0
DataChannels RatioConstant2 322	0.0
DataChannels RatioConstant2 323	0.0
DataChannels RatioConstant2 324	0.0
DataChannels RatioConstant2 325	0.0
DataChannels RatioConstant2 326	0.0
DataChannels RatioConstant2 327	0.0
DataChannels RatioConstant2 328	0.0
DataChannels RatioConstant2 329	0.0
DataChannels RatioConstant2 33	0.0
DataChannels RatioConstant2 330	0.0
DataChannels RatioConstant2 331	0.0
DataChannels RatioConstant2 332	0.0
DataChannels RatioConstant2 333	0.0
DataChannels RatioConstant2 334	0.0
DataChannels RatioConstant2 335	0.0
DataChannels RatioConstant2 336	0.0
DataChannels RatioConstant2 337	0.0
DataChannels RatioConstant2 338	0.0
DataChannels RatioConstant2 339	0.0
DataChannels RatioConstant2 34	0.0
DataChannels RatioConstant2 340	0.0
DataChannels RatioConstant2 341	0.0
DataChannels RatioConstant2 342	0.0
DataChannels RatioConstant2 343	0.0
DataChannels RatioConstant2 344	0.0
DataChannels RatioConstant2 345	0.0
DataChannels RatioConstant2 346	0.0
DataChannels RatioConstant2 347	0.0
DataChannels RatioConstant2 348	0.0
DataChannels RatioConstant2 349	0.0
DataChannels RatioConstant2 35	0.0
DataChannels RatioConstant2 350	0.0
DataChannels RatioConstant2 351	0.0
DataChannels RatioConstant2 352	0.0
DataChannels RatioConstant2 353	0.0
DataChannels RatioConstant2 354	0.0
DataChannels RatioConstant2 355	0.0
DataChannels RatioConstant2 356	0.0
DataChannels RatioConstant2 357	0.0
DataChannels RatioConstant2 358	0.0
DataChannels RatioConstant2 359	0.0
DataChannels RatioConstant2 36	0.0
DataChannels RatioConstant2 360	0.0
DataChannels RatioConstant2 361	0.0
DataChannels RatioConstant2 362	0.0
DataChannels RatioConstant2 363	0.0
DataChannels RatioConstant2 364	0.0
DataChannels RatioConstant2 365	0.0
DataChannels RatioConstant2 366	0.0
DataChannels RatioConstant2 367	0.0
DataChannels RatioConstant2 368	0.0
DataChannels RatioConstant2 369	0.0
DataChannels RatioConstant2 37	0.0
DataChannels RatioConstant2 370	0.0
DataChannels RatioConstant2 371	0.0
DataChannels RatioConstant2 372	0.0
DataChannels RatioConstant2 373	0.0
DataChannels RatioConstant2 374	0.0
DataChannels RatioConstant2 375	0.0
DataChannels RatioConstant2 376	0.0
DataChannels RatioConstant2 377	0.0
DataChannels RatioConstant2 378	0.0
DataChannels RatioConstant2 379	0.0
DataChannels RatioConstant2 38	0.0
DataChannels RatioConstant2 380	0.0
DataChannels RatioConstant2 381	0.0
DataChannels RatioConstant2 382	0.0
DataChannels RatioConstant2 383	0.0
DataChannels RatioConstant2 384	0.0
DataChannels RatioConstant2 385	0.0
DataChannels RatioConstant2 386	0.0
DataChannels RatioConstant2 387	0.0
DataChannels RatioConstant2 388	0.0
DataChannels RatioConstant2 389	0.0
DataChannels RatioConstant2 39	0.0
DataChannels RatioConstant2 390	0.0
DataChannels RatioConstant2 391	0.0
DataChannels RatioConstant2 392	0.0
DataChannels RatioConstant2 393	0.0
DataChannels RatioConstant2 394	0.0
DataChannels RatioConstant2 395	0.0
DataChannels RatioConstant2 396	0.0
DataChannels RatioConstant2 397	0.0
DataChannels RatioConstant2 398	0.0
DataChannels RatioConstant2 399	0.0
DataChannels RatioConstant2 4	0.0
DataChannels RatioConstant2 40	0.0
DataChannels RatioConstant2 400	0.0
DataChannels RatioConstant2 401	0.0
DataChannels RatioConstant2 402	0.0
DataChannels RatioConstant2 403	0.0
DataChannels RatioConstant2 404	0.0
DataChannels RatioConstant2 405	0.0
DataChannels RatioConstant2 406	0.0
DataChannels RatioConstant2 407	0.0
DataChannels RatioConstant2 408	0.0
DataChannels RatioConstant2 409	0.0
DataChannels RatioConstant2 41	0.0
DataChannels RatioConstant2 410	0.0
DataChannels RatioConstant2 411	0.0
DataChannels RatioConstant2 412	0.0
DataChannels RatioConstant2 413	0.0
DataChannels RatioConstant2 414	0.0
DataChannels RatioConstant2 415	0.0
DataChannels RatioConstant2 416	0.0
DataChannels RatioConstant2 417	0.0
DataChannels RatioConstant2 418	0.0
DataChannels RatioConstant2 419	0.0
DataChannels RatioConstant2 42	0.0
DataChannels RatioConstant2 420	0.0
DataChannels RatioConstant2 421	0.0
DataChannels RatioConstant2 422	0.0
DataChannels RatioConstant2 423	0.0
DataChannels RatioConstant2 424	0.0
DataChannels RatioConstant2 425	0.0
DataChannels RatioConstant2 426	0.0
DataChannels RatioConstant2 427	0.0
DataChannels RatioConstant2 428	0.0
DataChannels RatioConstant2 429	0.0
DataChannels RatioConstant2 43	0.0
DataChannels RatioConstant2 430	0.0
DataChannels RatioConstant2 431	0.0
DataChannels RatioConstant2 432	0.0
DataChannels RatioConstant2 433	0.0
DataChannels RatioConstant2 434	0.0
DataChannels RatioConstant2 435	0.0
DataChannels RatioConstant2 436	0.0
DataChannels RatioConstant2 437	0.0
DataChannels RatioConstant2 438	0.0
DataChannels RatioConstant2 439	0.0
DataChannels RatioConstant2 44	0.0
DataChannels RatioConstant2 440	0.0
DataChannels RatioConstant2 441	0.0
DataChannels RatioConstant2 442	0.0
DataChannels RatioConstant2 443	0.0
DataChannels RatioConstant2 444	0.0
DataChannels RatioConstant2 445	0.0
DataChannels RatioConstant2 446	0.0
DataChannels RatioConstant2 447	0.0
DataChannels RatioConstant2 448	0.0
DataChannels RatioConstant2 449	0.0
DataChannels RatioConstant2 45	0.0
DataChannels RatioConstant2 450	0.0
DataChannels RatioConstant2 451	0.0
DataChannels RatioConstant2 452	0.0
DataChannels RatioConstant2 453	0.0
DataChannels RatioConstant2 454	0.0
DataChannels RatioConstant2 455	0.0
DataChannels RatioConstant2 456	0.0
DataChannels RatioConstant2 46	0.0
DataChannels RatioConstant2 47	0.0
DataChannels RatioConstant2 48	0.0
DataChannels RatioConstant2 49	0.0
DataChannels RatioConstant2 5	0.0
DataChannels RatioConstant2 50	0.0
DataChannels RatioConstant2 51	0.0
DataChannels RatioConstant2 52	0.0
DataChannels RatioConstant2 53	0.0
DataChannels RatioConstant2 54	0.0
DataChannels RatioConstant2 55	0.0
DataChannels RatioConstant2 56	0.0
DataChannels RatioConstant2 57	0.0
DataChannels RatioConstant2 58	0.0
DataChannels RatioConstant2 59	0.0
DataChannels RatioConstant2 6	0.0
DataChannels RatioConstant2 60	0.0
DataChannels RatioConstant2 61	0.0
DataChannels RatioConstant2 62	0.0
DataChannels RatioConstant2 63	0.0
DataChannels RatioConstant2 64	0.0
DataChannels RatioConstant2 65	0.0
DataChannels RatioConstant2 66	0.0
DataChannels RatioConstant2 67	0.0
DataChannels RatioConstant2 68	0.0
DataChannels RatioConstant2 69	0.0
DataChannels RatioConstant2 7	0.0
DataChannels RatioConstant2 70	0.0
DataChannels RatioConstant2 71	0.0
DataChannels RatioConstant2 72	0.0
DataChannels RatioConstant2 73	0.0
DataChannels RatioConstant2 74	0.0
DataChannels RatioConstant2 75	0.0
DataChannels RatioConstant2 76	0.0
DataChannels RatioConstant2 77	0.0
DataChannels RatioConstant2 78	0.0
DataChannels RatioConstant2 79	0.0
DataChannels RatioConstant2 8	0.0
DataChannels RatioConstant2 80	0.0
DataChannels RatioConstant2 81	0.0
DataChannels RatioConstant2 82	0.0
DataChannels RatioConstant2 83	0.0
DataChannels RatioConstant2 84	0.0
DataChannels RatioConstant2 85	0.0
DataChannels RatioConstant2 86	0.0
DataChannels RatioConstant2 87	0.0
DataChannels RatioConstant2 88	0.0
DataChannels RatioConstant2 89	0.0
DataChannels RatioConstant2 9	0.0
DataChannels RatioConstant2 90	0.0
DataChannels RatioConstant2 91	0.0
DataChannels RatioConstant2 92	0.0
DataChannels RatioConstant2 93	0.0
DataChannels RatioConstant2 94	0.0
DataChannels RatioConstant2 95	0.0
DataChannels RatioConstant2 96	0.0
DataChannels RatioConstant2 97	0.0
DataChannels RatioConstant2 98	0.0
DataChannels RatioConstant2 99	0.0
DataChannels RatioConstant3 1	1.0
DataChannels RatioConstant3 10	1.0
DataChannels RatioConstant3 100	1.0
DataChannels RatioConstant3 101	1.0
DataChannels RatioConstant3 102	1.0
DataChannels RatioConstant3 103	1.0
DataChannels RatioConstant3 104	1.0
DataChannels RatioConstant3 105	1.0
DataChannels RatioConstant3 106	1.0
DataChannels RatioConstant3 107	1.0
DataChannels RatioConstant3 108	1.0
DataChannels RatioConstant3 109	1.0
DataChannels RatioConstant3 11	1.0
DataChannels RatioConstant3 110	1.0
DataChannels RatioConstant3 111	1.0
DataChannels RatioConstant3 112	1.0
DataChannels RatioConstant3 113	1.0
DataChannels RatioConstant3 114	1.0
DataChannels RatioConstant3 115	1.0
DataChannels RatioConstant3 116	1.0
DataChannels RatioConstant3 117	1.0
DataChannels RatioConstant3 118	1.0
DataChannels RatioConstant3 119	1.0
DataChannels RatioConstant3 12	1.0
DataChannels RatioConstant3 120	1.0
DataChannels RatioConstant3 121	1.0
DataChannels RatioConstant3 122	1.0
DataChannels RatioConstant3 123	1.0
DataChannels RatioConstant3 124	1.0
DataChannels RatioConstant3 125	1.0
DataChannels RatioConstant3 126	1.0
DataChannels RatioConstant3 127	1.0
DataChannels RatioConstant3 128	1.0
DataChannels RatioConstant3 129	1.0
DataChannels RatioConstant3 13	1.0
DataChannels RatioConstant3 130	1.0
DataChannels RatioConstant3 131	1.0
DataChannels RatioConstant3 132	1.0
DataChannels RatioConstant3 133	1.0
DataChannels RatioConstant3 134	1.0
DataChannels RatioConstant3 135	1.0
DataChannels RatioConstant3 136	1.0
DataChannels RatioConstant3 137	1.0
DataChannels RatioConstant3 138	1.0
DataChannels RatioConstant3 139	1.0
DataChannels RatioConstant3 14	1.0
DataChannels RatioConstant3 140	1.0
DataChannels RatioConstant3 141	1.0
DataChannels RatioConstant3 142	1.0
DataChannels RatioConstant3 143	1.0
DataChannels RatioConstant3 144	1.0
DataChannels RatioConstant3 145	1.0
DataChannels RatioConstant3 146	1.0
DataChannels RatioConstant3 147	1.0
DataChannels RatioConstant3 148	1.0
DataChannels RatioConstant3 149	1.0
DataChannels RatioConstant3 15	1.0
DataChannels RatioConstant3 150	1.0
DataChannels RatioConstant3 151	1.0
DataChannels RatioConstant3 152	1.0
DataChannels RatioConstant3 153	1.0
DataChannels RatioConstant3 154	1.0
DataChannels RatioConstant3 155	1.0
DataChannels RatioConstant3 156	1.0
DataChannels RatioConstant3 157	1.0
DataChannels RatioConstant3 158	1.0
DataChannels RatioConstant3 159	1.0
DataChannels RatioConstant3 16	1.0
DataChannels RatioConstant3 160	1.0
DataChannels RatioConstant3 161	1.0
DataChannels RatioConstant3 162	1.0
DataChannels RatioConstant3 163	1.0
DataChannels RatioConstant3 164	1.0
DataChannels RatioConstant3 165	1.0
DataChannels RatioConstant3 166	1.0
DataChannels RatioConstant3 167	1.0
DataChannels RatioConstant3 168	1.0
DataChannels RatioConstant3 169	1.0
DataChannels RatioConstant3 17	1.0
DataChannels RatioConstant3 170	1.0
DataChannels RatioConstant3 171	1.0
DataChannels RatioConstant3 172	1.0
DataChannels RatioConstant3 173	1.0
DataChannels RatioConstant3 174	1.0
DataChannels RatioConstant3 175	1.0
DataChannels RatioConstant3 176	1.0
DataChannels RatioConstant3 177	1.0
DataChannels RatioConstant3 178	1.0
DataChannels RatioConstant3 179	1.0
DataChannels RatioConstant3 18	1.0
DataChannels RatioConstant3 180	1.0
DataChannels RatioConstant3 181	1.0
DataChannels RatioConstant3 182	1.0
DataChannels RatioConstant3 183	1.0
DataChannels RatioConstant3 184	1.0
DataChannels RatioConstant3 185	1.0
DataChannels RatioConstant3 186	1.0
DataChannels RatioConstant3 187	1.0
DataChannels RatioConstant3 188	1.0
DataChannels RatioConstant3 189	1.0
DataChannels RatioConstant3 19	1.0
DataChannels RatioConstant3 190	1.0
DataChannels RatioConstant3 191	1.0
DataChannels RatioConstant3 192	1.0
DataChannels RatioConstant3 193	1.0
DataChannels RatioConstant3 194	1.0
DataChannels RatioConstant3 195	1.0
DataChannels RatioConstant3 196	1.0
DataChannels RatioConstant3 197	1.0
DataChannels RatioConstant3 198	1.0
DataChannels RatioConstant3 199	1.0
DataChannels RatioConstant3 2	1.0
DataChannels RatioConstant3 20	1.0
DataChannels RatioConstant3 200	1.0
DataChannels RatioConstant3 201	1.0
DataChannels RatioConstant3 202	1.0
DataChannels RatioConstant3 203	1.0
DataChannels RatioConstant3 204	1.0
DataChannels RatioConstant3 205	1.0
DataChannels RatioConstant3 206	1.0
DataChannels RatioConstant3 207	1.0
DataChannels RatioConstant3 208	1.0
DataChannels RatioConstant3 209	1.0
DataChannels RatioConstant3 21	1.0
DataChannels RatioConstant3 210	1.0
DataChannels RatioConstant3 211	1.0
DataChannels RatioConstant3 212	1.0
DataChannels RatioConstant3 213	1.0
DataChannels RatioConstant3 214	1.0
DataChannels RatioConstant3 215	1.0
DataChannels RatioConstant3 216	1.0
DataChannels RatioConstant3 217	1.0
DataChannels RatioConstant3 218	1.0
DataChannels RatioConstant3 219	1.0
DataChannels RatioConstant3 22	1.0
DataChannels RatioConstant3 220	1.0
DataChannels RatioConstant3 221	1.0
DataChannels RatioConstant3 222	1.0
DataChannels RatioConstant3 223	1.0
DataChannels RatioConstant3 224	1.0
DataChannels RatioConstant3 225	1.0
DataChannels RatioConstant3 226	1.0
DataChannels RatioConstant3 227	1.0
DataChannels RatioConstant3 228	1.0
DataChannels RatioConstant3 229	1.0
DataChannels RatioConstant3 23	1.0
DataChannels RatioConstant3 230	1.0
DataChannels RatioConstant3 231	1.0
DataChannels RatioConstant3 232	1.0
DataChannels RatioConstant3 233	1.0
DataChannels RatioConstant3 234	1.0
DataChannels RatioConstant3 235	1.0
DataChannels RatioConstant3 236	1.0
DataChannels RatioConstant3 237	1.0
DataChannels RatioConstant3 238	1.0
DataChannels RatioConstant3 239	1.0
DataChannels RatioConstant3 24	1.0
DataChannels RatioConstant3 240	1.0
DataChannels RatioConstant3 241	1.0
DataChannels RatioConstant3 242	1.0
DataChannels RatioConstant3 243	1.0
DataChannels RatioConstant3 244	1.0
DataChannels RatioConstant3 245	1.0
DataChannels RatioConstant3 246	1.0
DataChannels RatioConstant3 247	1.0
DataChannels RatioConstant3 248	1.0
DataChannels RatioConstant3 249	1.0
DataChannels RatioConstant3 25	1.0
DataChannels RatioConstant3 250	1.0
DataChannels RatioConstant3 251	1.0
DataChannels RatioConstant3 252	1.0
DataChannels RatioConstant3 253	1.0
DataChannels RatioConstant3 254	1.0
DataChannels RatioConstant3 255	1.0
DataChannels RatioConstant3 256	1.0
DataChannels RatioConstant3 257	1.0
DataChannels RatioConstant3 258	1.0
DataChannels RatioConstant3 259	1.0
DataChannels RatioConstant3 26	1.0
DataChannels RatioConstant3 260	1.0
DataChannels RatioConstant3 261	1.0
DataChannels RatioConstant3 262	1.0
DataChannels RatioConstant3 263	1.0
DataChannels RatioConstant3 264	1.0
DataChannels RatioConstant3 265	1.0
DataChannels RatioConstant3 266	1.0
DataChannels RatioConstant3 267	1.0
DataChannels RatioConstant3 268	1.0
DataChannels RatioConstant3 269	1.0
DataChannels RatioConstant3 27	1.0
DataChannels RatioConstant3 270	1.0
DataChannels RatioConstant3 271	1.0
DataChannels RatioConstant3 272	1.0
DataChannels RatioConstant3 273	1.0
DataChannels RatioConstant3 274	1.0
DataChannels RatioConstant3 275	1.0
DataChannels RatioConstant3 276	1.0
DataChannels RatioConstant3 277	1.0
DataChannels RatioConstant3 278	1.0
DataChannels RatioConstant3 279	1.0
DataChannels RatioConstant3 28	1.0
DataChannels RatioConstant3 280	1.0
DataChannels RatioConstant3 281	1.0
DataChannels RatioConstant3 282	1.0
DataChannels RatioConstant3 283	1.0
DataChannels RatioConstant3 284	1.0
DataChannels RatioConstant3 285	1.0
DataChannels RatioConstant3 286	1.0
DataChannels RatioConstant3 287	1.0
DataChannels RatioConstant3 288	1.0
DataChannels RatioConstant3 289	1.0
DataChannels RatioConstant3 29	1.0
DataChannels RatioConstant3 290	1.0
DataChannels RatioConstant3 291	1.0
DataChannels RatioConstant3 292	1.0
DataChannels RatioConstant3 293	1.0
DataChannels RatioConstant3 294	1.0
DataChannels RatioConstant3 295	1.0
DataChannels RatioConstant3 296	1.0
DataChannels RatioConstant3 297	1.0
DataChannels RatioConstant3 298	1.0
DataChannels RatioConstant3 299	1.0
DataChannels RatioConstant3 3	1.0
DataChannels RatioConstant3 30	1.0
DataChannels RatioConstant3 300	1.0
DataChannels RatioConstant3 301	1.0
DataChannels RatioConstant3 302	1.0
DataChannels RatioConstant3 303	1.0
DataChannels RatioConstant3 304	1.0
DataChannels RatioConstant3 305	1.0
DataChannels RatioConstant3 306	1.0
DataChannels RatioConstant3 307	1.0
DataChannels RatioConstant3 308	1.0
DataChannels RatioConstant3 309	1.0
DataChannels RatioConstant3 31	1.0
DataChannels RatioConstant3 310	1.0
DataChannels RatioConstant3 311	1.0
DataChannels RatioConstant3 312	1.0
DataChannels RatioConstant3 313	1.0
DataChannels RatioConstant3 314	1.0
DataChannels RatioConstant3 315	1.0
DataChannels RatioConstant3 316	1.0
DataChannels RatioConstant3 317	1.0
DataChannels RatioConstant3 318	1.0
DataChannels RatioConstant3 319	1.0
DataChannels RatioConstant3 32	1.0
DataChannels RatioConstant3 320	1.0
DataChannels RatioConstant3 321	1.0
DataChannels RatioConstant3 322	1.0
DataChannels RatioConstant3 323	1.0
DataChannels RatioConstant3 324	1.0
DataChannels RatioConstant3 325	1.0
DataChannels RatioConstant3 326	1.0
DataChannels RatioConstant3 327	1.0
DataChannels RatioConstant3 328	1.0
DataChannels RatioConstant3 329	1.0
DataChannels RatioConstant3 33	1.0
DataChannels RatioConstant3 330	1.0
DataChannels RatioConstant3 331	1.0
DataChannels RatioConstant3 332	1.0
DataChannels RatioConstant3 333	1.0
DataChannels RatioConstant3 334	1.0
DataChannels RatioConstant3 335	1.0
DataChannels RatioConstant3 336	1.0
DataChannels RatioConstant3 337	1.0
DataChannels RatioConstant3 338	1.0
DataChannels RatioConstant3 339	1.0
DataChannels RatioConstant3 34	1.0
DataChannels RatioConstant3 340	1.0
DataChannels RatioConstant3 341	1.0
DataChannels RatioConstant3 342	1.0
DataChannels RatioConstant3 343	1.0
DataChannels RatioConstant3 344	1.0
DataChannels RatioConstant3 345	1.0
DataChannels RatioConstant3 346	1.0
DataChannels RatioConstant3 347	1.0
DataChannels RatioConstant3 348	1.0
DataChannels RatioConstant3 349	1.0
DataChannels RatioConstant3 35	1.0
DataChannels RatioConstant3 350	1.0
DataChannels RatioConstant3 351	1.0
DataChannels RatioConstant3 352	1.0
DataChannels RatioConstant3 353	1.0
DataChannels RatioConstant3 354	1.0
DataChannels RatioConstant3 355	1.0
DataChannels RatioConstant3 356	1.0
DataChannels RatioConstant3 357	1.0
DataChannels RatioConstant3 358	1.0
DataChannels RatioConstant3 359	1.0
DataChannels RatioConstant3 36	1.0
DataChannels RatioConstant3 360	1.0
DataChannels RatioConstant3 361	1.0
DataChannels RatioConstant3 362	1.0
DataChannels RatioConstant3 363	1.0
DataChannels RatioConstant3 364	1.0
DataChannels RatioConstant3 365	1.0
DataChannels RatioConstant3 366	1.0
DataChannels RatioConstant3 367	1.0
DataChannels RatioConstant3 368	1.0
DataChannels RatioConstant3 369	1.0
DataChannels RatioConstant3 37	1.0
DataChannels RatioConstant3 370	1.0
DataChannels RatioConstant3 371	1.0
DataChannels RatioConstant3 372	1.0
DataChannels RatioConstant3 373	1.0
DataChannels RatioConstant3 374	1.0
DataChannels RatioConstant3 375	1.0
DataChannels RatioConstant3 376	1.0
DataChannels RatioConstant3 377	1.0
DataChannels RatioConstant3 378	1.0
DataChannels RatioConstant3 379	1.0
DataChannels RatioConstant3 38	1.0
DataChannels RatioConstant3 380	1.0
DataChannels RatioConstant3 381	1.0
DataChannels RatioConstant3 382	1.0
DataChannels RatioConstant3 383	1.0
DataChannels RatioConstant3 384	1.0
DataChannels RatioConstant3 385	1.0
DataChannels RatioConstant3 386	1.0
DataChannels RatioConstant3 387	1.0
DataChannels RatioConstant3 388	1.0
DataChannels RatioConstant3 389	1.0
DataChannels RatioConstant3 39	1.0
DataChannels RatioConstant3 390	1.0
DataChannels RatioConstant3 391	1.0
DataChannels RatioConstant3 392	1.0
DataChannels RatioConstant3 393	1.0
DataChannels RatioConstant3 394	1.0
DataChannels RatioConstant3 395	1.0
DataChannels RatioConstant3 396	1.0
DataChannels RatioConstant3 397	1.0
DataChannels RatioConstant3 398	1.0
DataChannels RatioConstant3 399	1.0
DataChannels RatioConstant3 4	1.0
DataChannels RatioConstant3 40	1.0
DataChannels RatioConstant3 400	1.0
DataChannels RatioConstant3 401	1.0
DataChannels RatioConstant3 402	1.0
DataChannels RatioConstant3 403	1.0
DataChannels RatioConstant3 404	1.0
DataChannels RatioConstant3 405	1.0
DataChannels RatioConstant3 406	1.0
DataChannels RatioConstant3 407	1.0
DataChannels RatioConstant3 408	1.0
DataChannels RatioConstant3 409	1.0
DataChannels RatioConstant3 41	1.0
DataChannels RatioConstant3 410	1.0
DataChannels RatioConstant3 411	1.0
DataChannels RatioConstant3 412	1.0
DataChannels RatioConstant3 413	1.0
DataChannels RatioConstant3 414	1.0
DataChannels RatioConstant3 415	1.0
DataChannels RatioConstant3 416	1.0
DataChannels RatioConstant3 417	1.0
DataChannels RatioConstant3 418	1.0
DataChannels RatioConstant3 419	1.0
DataChannels RatioConstant3 42	1.0
DataChannels RatioConstant3 420	1.0
DataChannels RatioConstant3 421	1.0
DataChannels RatioConstant3 422	1.0
DataChannels RatioConstant3 423	1.0
DataChannels RatioConstant3 424	1.0
DataChannels RatioConstant3 425	1.0
DataChannels RatioConstant3 426	1.0
DataChannels RatioConstant3 427	1.0
DataChannels RatioConstant3 428	1.0
DataChannels RatioConstant3 429	1.0
DataChannels RatioConstant3 43	1.0
DataChannels RatioConstant3 430	1.0
DataChannels RatioConstant3 431	1.0
DataChannels RatioConstant3 432	1.0
DataChannels RatioConstant3 433	1.0
DataChannels RatioConstant3 434	1.0
DataChannels RatioConstant3 435	1.0
DataChannels RatioConstant3 436	1.0
DataChannels RatioConstant3 437	1.0
DataChannels RatioConstant3 438	1.0
DataChannels RatioConstant3 439	1.0
DataChannels RatioConstant3 44	1.0
DataChannels RatioConstant3 440	1.0
DataChannels RatioConstant3 441	1.0
DataChannels RatioConstant3 442	1.0
DataChannels RatioConstant3 443	1.0
DataChannels RatioConstant3 444	1.0
DataChannels RatioConstant3 445	1.0
DataChannels RatioConstant3 446	1.0
DataChannels RatioConstant3 447	1.0
DataChannels RatioConstant3 448	1.0
DataChannels RatioConstant3 449	1.0
DataChannels RatioConstant3 45	1.0
DataChannels RatioConstant3 450	1.0
DataChannels RatioConstant3 451	1.0
DataChannels RatioConstant3 452	1.0
DataChannels RatioConstant3 453	1.0
DataChannels RatioConstant3 454	1.0
DataChannels RatioConstant3 455	1.0
DataChannels RatioConstant3 456	1.0
DataChannels RatioConstant3 46	1.0
DataChannels RatioConstant3 47	1.0
DataChannels RatioConstant3 48	1.0
DataChannels RatioConstant3 49	1.0
DataChannels RatioConstant3 5	1.0
DataChannels RatioConstant3 50	1.0
DataChannels RatioConstant3 51	1.0
DataChannels RatioConstant3 52	1.0
DataChannels RatioConstant3 53	1.0
DataChannels RatioConstant3 54	1.0
DataChannels RatioConstant3 55	1.0
DataChannels RatioConstant3 56	1.0
DataChannels RatioConstant3 57	1.0
DataChannels RatioConstant3 58	1.0
DataChannels RatioConstant3 59	1.0
DataChannels RatioConstant3 6	1.0
DataChannels RatioConstant3 60	1.0
DataChannels RatioConstant3 61	1.0
DataChannels RatioConstant3 62	1.0
DataChannels RatioConstant3 63	1.0
DataChannels RatioConstant3 64	1.0
DataChannels RatioConstant3 65	1.0
DataChannels RatioConstant3 66	1.0
DataChannels RatioConstant3 67	1.0
DataChannels RatioConstant3 68	1.0
DataChannels RatioConstant3 69	1.0
DataChannels RatioConstant3 7	1.0
DataChannels RatioConstant3 70	1.0
DataChannels RatioConstant3 71	1.0
DataChannels RatioConstant3 72	1.0
DataChannels RatioConstant3 73	1.0
DataChannels RatioConstant3 74	1.0
DataChannels RatioConstant3 75	1.0
DataChannels RatioConstant3 76	1.0
DataChannels RatioConstant3 77	1.0
DataChannels RatioConstant3 78	1.0
DataChannels RatioConstant3 79	1.0
DataChannels RatioConstant3 8	1.0
DataChannels RatioConstant3 80	1.0
DataChannels RatioConstant3 81	1.0
DataChannels RatioConstant3 82	1.0
DataChannels RatioConstant3 83	1.0
DataChannels RatioConstant3 84	1.0
DataChannels RatioConstant3 85	1.0
DataChannels RatioConstant3 86	1.0
DataChannels RatioConstant3 87	1.0
DataChannels RatioConstant3 88	1.0
DataChannels RatioConstant3 89	1.0
DataChannels RatioConstant3 9	1.0
DataChannels RatioConstant3 90	1.0
DataChannels RatioConstant3 91	1.0
DataChannels RatioConstant3 92	1.0
DataChannels RatioConstant3 93	1.0
DataChannels RatioConstant3 94	1.0
DataChannels RatioConstant3 95	1.0
DataChannels RatioConstant3 96	1.0
DataChannels RatioConstant3 97	1.0
DataChannels RatioConstant3 98	1.0
DataChannels RatioConstant3 99	1.0
DataChannels RatioConstant4 1	0.0
DataChannels RatioConstant4 10	0.0
DataChannels RatioConstant4 100	0.0
DataChannels RatioConstant4 101	0.0
DataChannels RatioConstant4 102	0.0
DataChannels RatioConstant4 103	0.0
DataChannels RatioConstant4 104	0.0
DataChannels RatioConstant4 105	0.0
DataChannels RatioConstant4 106	0.0
DataChannels RatioConstant4 107	0.0
DataChannels RatioConstant4 108	0.0
DataChannels RatioConstant4 109	0.0
DataChannels RatioConstant4 11	0.0
DataChannels RatioConstant4 110	0.0
DataChannels RatioConstant4 111	0.0
DataChannels RatioConstant4 112	0.0
DataChannels RatioConstant4 113	0.0
DataChannels RatioConstant4 114	0.0
DataChannels RatioConstant4 115	0.0
DataChannels RatioConstant4 116	0.0
DataChannels RatioConstant4 117	0.0
DataChannels RatioConstant4 118	0.0
DataChannels RatioConstant4 119	0.0
DataChannels RatioConstant4 12	0.0
DataChannels RatioConstant4 120	0.0
DataChannels RatioConstant4 121	0.0
DataChannels RatioConstant4 122	0.0
DataChannels RatioConstant4 123	0.0
DataChannels RatioConstant4 124	0.0
DataChannels RatioConstant4 125	0.0
DataChannels RatioConstant4 126	0.0
DataChannels RatioConstant4 127	0.0
DataChannels RatioConstant4 128	0.0
DataChannels RatioConstant4 129	0.0
DataChannels RatioConstant4 13	0.0
DataChannels RatioConstant4 130	0.0
DataChannels RatioConstant4 131	0.0
DataChannels RatioConstant4 132	0.0
DataChannels RatioConstant4 133	0.0
DataChannels RatioConstant4 134	0.0
DataChannels RatioConstant4 135	0.0
DataChannels RatioConstant4 136	0.0
DataChannels RatioConstant4 137	0.0
DataChannels RatioConstant4 138	0.0
DataChannels RatioConstant4 139	0.0
DataChannels RatioConstant4 14	0.0
DataChannels RatioConstant4 140	0.0
DataChannels RatioConstant4 141	0.0
DataChannels RatioConstant4 142	0.0
DataChannels RatioConstant4 143	0.0
DataChannels RatioConstant4 144	0.0
DataChannels RatioConstant4 145	0.0
DataChannels RatioConstant4 146	0.0
DataChannels RatioConstant4 147	0.0
DataChannels RatioConstant4 148	0.0
DataChannels RatioConstant4 149	0.0
DataChannels RatioConstant4 15	0.0
DataChannels RatioConstant4 150	0.0
DataChannels RatioConstant4 151	0.0
DataChannels RatioConstant4 152	0.0
DataChannels RatioConstant4 153	0.0
DataChannels RatioConstant4 154	0.0
DataChannels RatioConstant4 155	0.0
DataChannels RatioConstant4 156	0.0
DataChannels RatioConstant4 157	0.0
DataChannels RatioConstant4 158	0.0
DataChannels RatioConstant4 159	0.0
DataChannels RatioConstant4 16	0.0
DataChannels RatioConstant4 160	0.0
DataChannels RatioConstant4 161	0.0
DataChannels RatioConstant4 162	0.0
DataChannels RatioConstant4 163	0.0
DataChannels RatioConstant4 164	0.0
DataChannels RatioConstant4 165	0.0
DataChannels RatioConstant4 166	0.0
DataChannels RatioConstant4 167	0.0
DataChannels RatioConstant4 168	0.0
DataChannels RatioConstant4 169	0.0
DataChannels RatioConstant4 17	0.0
DataChannels RatioConstant4 170	0.0
DataChannels RatioConstant4 171	0.0
DataChannels RatioConstant4 172	0.0
DataChannels RatioConstant4 173	0.0
DataChannels RatioConstant4 174	0.0
DataChannels RatioConstant4 175	0.0
DataChannels RatioConstant4 176	0.0
DataChannels RatioConstant4 177	0.0
DataChannels RatioConstant4 178	0.0
DataChannels RatioConstant4 179	0.0
DataChannels RatioConstant4 18	0.0
DataChannels RatioConstant4 180	0.0
DataChannels RatioConstant4 181	0.0
DataChannels RatioConstant4 182	0.0
DataChannels RatioConstant4 183	0.0
DataChannels RatioConstant4 184	0.0
DataChannels RatioConstant4 185	0.0
DataChannels RatioConstant4 186	0.0
DataChannels RatioConstant4 187	0.0
DataChannels RatioConstant4 188	0.0
DataChannels RatioConstant4 189	0.0
DataChannels RatioConstant4 19	0.0
DataChannels RatioConstant4 190	0.0
DataChannels RatioConstant4 191	0.0
DataChannels RatioConstant4 192	0.0
DataChannels RatioConstant4 193	0.0
DataChannels RatioConstant4 194	0.0
DataChannels RatioConstant4 195	0.0
DataChannels RatioConstant4 196	0.0
DataChannels RatioConstant4 197	0.0
DataChannels RatioConstant4 198	0.0
DataChannels RatioConstant4 199	0.0
DataChannels RatioConstant4 2	0.0
DataChannels RatioConstant4 20	0.0
DataChannels RatioConstant4 200	0.0
DataChannels RatioConstant4 201	0.0
DataChannels RatioConstant4 202	0.0
DataChannels RatioConstant4 203	0.0
DataChannels RatioConstant4 204	0.0
DataChannels RatioConstant4 205	0.0
DataChannels RatioConstant4 206	0.0
DataChannels RatioConstant4 207	0.0
DataChannels RatioConstant4 208	0.0
DataChannels RatioConstant4 209	0.0
DataChannels RatioConstant4 21	0.0
DataChannels RatioConstant4 210	0.0
DataChannels RatioConstant4 211	0.0
DataChannels RatioConstant4 212	0.0
DataChannels RatioConstant4 213	0.0
DataChannels RatioConstant4 214	0.0
DataChannels RatioConstant4 215	0.0
DataChannels RatioConstant4 216	0.0
DataChannels RatioConstant4 217	0.0
DataChannels RatioConstant4 218	0.0
DataChannels RatioConstant4 219	0.0
DataChannels RatioConstant4 22	0.0
DataChannels RatioConstant4 220	0.0
DataChannels RatioConstant4 221	0.0
DataChannels RatioConstant4 222	0.0
DataChannels RatioConstant4 223	0.0
DataChannels RatioConstant4 224	0.0
DataChannels RatioConstant4 225	0.0
DataChannels RatioConstant4 226	0.0
DataChannels RatioConstant4 227	0.0
DataChannels RatioConstant4 228	0.0
DataChannels RatioConstant4 229	0.0
DataChannels RatioConstant4 23	0.0
DataChannels RatioConstant4 230	0.0
DataChannels RatioConstant4 231	0.0
DataChannels RatioConstant4 232	0.0
DataChannels RatioConstant4 233	0.0
DataChannels RatioConstant4 234	0.0
DataChannels RatioConstant4 235	0.0
DataChannels RatioConstant4 236	0.0
DataChannels RatioConstant4 237	0.0
DataChannels RatioConstant4 238	0.0
DataChannels RatioConstant4 239	0.0
DataChannels RatioConstant4 24	0.0
DataChannels RatioConstant4 240	0.0
DataChannels RatioConstant4 241	0.0
DataChannels RatioConstant4 242	0.0
DataChannels RatioConstant4 243	0.0
DataChannels RatioConstant4 244	0.0
DataChannels RatioConstant4 245	0.0
DataChannels RatioConstant4 246	0.0
DataChannels RatioConstant4 247	0.0
DataChannels RatioConstant4 248	0.0
DataChannels RatioConstant4 249	0.0
DataChannels RatioConstant4 25	0.0
DataChannels RatioConstant4 250	0.0
DataChannels RatioConstant4 251	0.0
DataChannels RatioConstant4 252	0.0
DataChannels RatioConstant4 253	0.0
DataChannels RatioConstant4 254	0.0
DataChannels RatioConstant4 255	0.0
DataChannels RatioConstant4 256	0.0
DataChannels RatioConstant4 257	0.0
DataChannels RatioConstant4 258	0.0
DataChannels RatioConstant4 259	0.0
DataChannels RatioConstant4 26	0.0
DataChannels RatioConstant4 260	0.0
DataChannels RatioConstant4 261	0.0
DataChannels RatioConstant4 262	0.0
DataChannels RatioConstant4 263	0.0
DataChannels RatioConstant4 264	0.0
DataChannels RatioConstant4 265	0.0
DataChannels RatioConstant4 266	0.0
DataChannels RatioConstant4 267	0.0
DataChannels RatioConstant4 268	0.0
DataChannels RatioConstant4 269	0.0
DataChannels RatioConstant4 27	0.0
DataChannels RatioConstant4 270	0.0
DataChannels RatioConstant4 271	0.0
DataChannels RatioConstant4 272	0.0
DataChannels RatioConstant4 273	0.0
DataChannels RatioConstant4 274	0.0
DataChannels RatioConstant4 275	0.0
DataChannels RatioConstant4 276	0.0
DataChannels RatioConstant4 277	0.0
DataChannels RatioConstant4 278	0.0
DataChannels RatioConstant4 279	0.0
DataChannels RatioConstant4 28	0.0
DataChannels RatioConstant4 280	0.0
DataChannels RatioConstant4 281	0.0
DataChannels RatioConstant4 282	0.0
DataChannels RatioConstant4 283	0.0
DataChannels RatioConstant4 284	0.0
DataChannels RatioConstant4 285	0.0
DataChannels RatioConstant4 286	0.0
DataChannels RatioConstant4 287	0.0
DataChannels RatioConstant4 288	0.0
DataChannels RatioConstant4 289	0.0
DataChannels RatioConstant4 29	0.0
DataChannels RatioConstant4 290	0.0
DataChannels RatioConstant4 291	0.0
DataChannels RatioConstant4 292	0.0
DataChannels RatioConstant4 293	0.0
DataChannels RatioConstant4 294	0.0
DataChannels RatioConstant4 295	0.0
DataChannels RatioConstant4 296	0.0
DataChannels RatioConstant4 297	0.0
DataChannels RatioConstant4 298	0.0
DataChannels RatioConstant4 299	0.0
DataChannels RatioConstant4 3	0.0
DataChannels RatioConstant4 30	0.0
DataChannels RatioConstant4 300	0.0
DataChannels RatioConstant4 301	0.0
DataChannels RatioConstant4 302	0.0
DataChannels RatioConstant4 303	0.0
DataChannels RatioConstant4 304	0.0
DataChannels RatioConstant4 305	0.0
DataChannels RatioConstant4 306	0.0
DataChannels RatioConstant4 307	0.0
DataChannels RatioConstant4 308	0.0
DataChannels RatioConstant4 309	0.0
DataChannels RatioConstant4 31	0.0
DataChannels RatioConstant4 310	0.0
DataChannels RatioConstant4 311	0.0
DataChannels RatioConstant4 312	0.0
DataChannels RatioConstant4 313	0.0
DataChannels RatioConstant4 314	0.0
DataChannels RatioConstant4 315	0.0
DataChannels RatioConstant4 316	0.0
DataChannels RatioConstant4 317	0.0
DataChannels RatioConstant4 318	0.0
DataChannels RatioConstant4 319	0.0
DataChannels RatioConstant4 32	0.0
DataChannels RatioConstant4 320	0.0
DataChannels RatioConstant4 321	0.0
DataChannels RatioConstant4 322	0.0
DataChannels RatioConstant4 323	0.0
DataChannels RatioConstant4 324	0.0
DataChannels RatioConstant4 325	0.0
DataChannels RatioConstant4 326	0.0
DataChannels RatioConstant4 327	0.0
DataChannels RatioConstant4 328	0.0
DataChannels RatioConstant4 329	0.0
DataChannels RatioConstant4 33	0.0
DataChannels RatioConstant4 330	0.0
DataChannels RatioConstant4 331	0.0
DataChannels RatioConstant4 332	0.0
DataChannels RatioConstant4 333	0.0
DataChannels RatioConstant4 334	0.0
DataChannels RatioConstant4 335	0.0
DataChannels RatioConstant4 336	0.0
DataChannels RatioConstant4 337	0.0
DataChannels RatioConstant4 338	0.0
DataChannels RatioConstant4 339	0.0
DataChannels RatioConstant4 34	0.0
DataChannels RatioConstant4 340	0.0
DataChannels RatioConstant4 341	0.0
DataChannels RatioConstant4 342	0.0
DataChannels RatioConstant4 343	0.0
DataChannels RatioConstant4 344	0.0
DataChannels RatioConstant4 345	0.0
DataChannels RatioConstant4 346	0.0
DataChannels RatioConstant4 347	0.0
DataChannels RatioConstant4 348	0.0
DataChannels RatioConstant4 349	0.0
DataChannels RatioConstant4 35	0.0
DataChannels RatioConstant4 350	0.0
DataChannels RatioConstant4 351	0.0
DataChannels RatioConstant4 352	0.0
DataChannels RatioConstant4 353	0.0
DataChannels RatioConstant4 354	0.0
DataChannels RatioConstant4 355	0.0
DataChannels RatioConstant4 356	0.0
DataChannels RatioConstant4 357	0.0
DataChannels RatioConstant4 358	0.0
DataChannels RatioConstant4 359	0.0
DataChannels RatioConstant4 36	0.0
DataChannels RatioConstant4 360	0.0
DataChannels RatioConstant4 361	0.0
DataChannels RatioConstant4 362	0.0
DataChannels RatioConstant4 363	0.0
DataChannels RatioConstant4 364	0.0
DataChannels RatioConstant4 365	0.0
DataChannels RatioConstant4 366	0.0
DataChannels RatioConstant4 367	0.0
DataChannels RatioConstant4 368	0.0
DataChannels RatioConstant4 369	0.0
DataChannels RatioConstant4 37	0.0
DataChannels RatioConstant4 370	0.0
DataChannels RatioConstant4 371	0.0
DataChannels RatioConstant4 372	0.0
DataChannels RatioConstant4 373	0.0
DataChannels RatioConstant4 374	0.0
DataChannels RatioConstant4 375	0.0
DataChannels RatioConstant4 376	0.0
DataChannels RatioConstant4 377	0.0
DataChannels RatioConstant4 378	0.0
DataChannels RatioConstant4 379	0.0
DataChannels RatioConstant4 38	0.0
DataChannels RatioConstant4 380	0.0
DataChannels RatioConstant4 381	0.0
DataChannels RatioConstant4 382	0.0
DataChannels RatioConstant4 383	0.0
DataChannels RatioConstant4 384	0.0
DataChannels RatioConstant4 385	0.0
DataChannels RatioConstant4 386	0.0
DataChannels RatioConstant4 387	0.0
DataChannels RatioConstant4 388	0.0
DataChannels RatioConstant4 389	0.0
DataChannels RatioConstant4 39	0.0
DataChannels RatioConstant4 390	0.0
DataChannels RatioConstant4 391	0.0
DataChannels RatioConstant4 392	0.0
DataChannels RatioConstant4 393	0.0
DataChannels RatioConstant4 394	0.0
DataChannels RatioConstant4 395	0.0
DataChannels RatioConstant4 396	0.0
DataChannels RatioConstant4 397	0.0
DataChannels RatioConstant4 398	0.0
DataChannels RatioConstant4 399	0.0
DataChannels RatioConstant4 4	0.0
DataChannels RatioConstant4 40	0.0
DataChannels RatioConstant4 400	0.0
DataChannels RatioConstant4 401	0.0
DataChannels RatioConstant4 402	0.0
DataChannels RatioConstant4 403	0.0
DataChannels RatioConstant4 404	0.0
DataChannels RatioConstant4 405	0.0
DataChannels RatioConstant4 406	0.0
DataChannels RatioConstant4 407	0.0
DataChannels RatioConstant4 408	0.0
DataChannels RatioConstant4 409	0.0
DataChannels RatioConstant4 41	0.0
DataChannels RatioConstant4 410	0.0
DataChannels RatioConstant4 411	0.0
DataChannels RatioConstant4 412	0.0
DataChannels RatioConstant4 413	0.0
DataChannels RatioConstant4 414	0.0
DataChannels RatioConstant4 415	0.0
DataChannels RatioConstant4 416	0.0
DataChannels RatioConstant4 417	0.0
DataChannels RatioConstant4 418	0.0
DataChannels RatioConstant4 419	0.0
DataChannels RatioConstant4 42	0.0
DataChannels RatioConstant4 420	0.0
DataChannels RatioConstant4 421	0.0
DataChannels RatioConstant4 422	0.0
DataChannels RatioConstant4 423	0.0
DataChannels RatioConstant4 424	0.0
DataChannels RatioConstant4 425	0.0
DataChannels RatioConstant4 426	0.0
DataChannels RatioConstant4 427	0.0
DataChannels RatioConstant4 428	0.0
DataChannels RatioConstant4 429	0.0
DataChannels RatioConstant4 43	0.0
DataChannels RatioConstant4 430	0.0
DataChannels RatioConstant4 431	0.0
DataChannels RatioConstant4 432	0.0
DataChannels RatioConstant4 433	0.0
DataChannels RatioConstant4 434	0.0
DataChannels RatioConstant4 435	0.0
DataChannels RatioConstant4 436	0.0
DataChannels RatioConstant4 437	0.0
DataChannels RatioConstant4 438	0.0
DataChannels RatioConstant4 439	0.0
DataChannels RatioConstant4 44	0.0
DataChannels RatioConstant4 440	0.0
DataChannels RatioConstant4 441	0.0
DataChannels RatioConstant4 442	0.0
DataChannels RatioConstant4 443	0.0
DataChannels RatioConstant4 444	0.0
DataChannels RatioConstant4 445	0.0
DataChannels RatioConstant4 446	0.0
DataChannels RatioConstant4 447	0.0
DataChannels RatioConstant4 448	0.0
DataChannels RatioConstant4 449	0.0
DataChannels RatioConstant4 45	0.0
DataChannels RatioConstant4 450	0.0
DataChannels RatioConstant4 451	0.0
DataChannels RatioConstant4 452	0.0
DataChannels RatioConstant4 453	0.0
DataChannels RatioConstant4 454	0.0
DataChannels RatioConstant4 455	0.0
DataChannels RatioConstant4 456	0.0
DataChannels RatioConstant4 46	0.0
DataChannels RatioConstant4 47	0.0
DataChannels RatioConstant4 48	0.0
DataChannels RatioConstant4 49	0.0
DataChannels RatioConstant4 5	0.0
DataChannels RatioConstant4 50	0.0
DataChannels RatioConstant4 51	0.0
DataChannels RatioConstant4 52	0.0
DataChannels RatioConstant4 53	0.0
DataChannels RatioConstant4 54	0.0
DataChannels RatioConstant4 55	0.0
DataChannels RatioConstant4 56	0.0
DataChannels RatioConstant4 57	0.0
DataChannels RatioConstant4 58	0.0
DataChannels RatioConstant4 59	0.0
DataChannels RatioConstant4 6	0.0
DataChannels RatioConstant4 60	0.0
DataChannels RatioConstant4 61	0.0
DataChannels RatioConstant4 62	0.0
DataChannels RatioConstant4 63	0.0
DataChannels RatioConstant4 64	0.0
DataChannels RatioConstant4 65	0.0
DataChannels RatioConstant4 66	0.0
DataChannels RatioConstant4 67	0.0
DataChannels RatioConstant4 68	0.0
DataChannels RatioConstant4 69	0.0
DataChannels RatioConstant4 7	0.0
DataChannels RatioConstant4 70	0.0
DataChannels RatioConstant4 71	0.0
DataChannels RatioConstant4 72	0.0
DataChannels RatioConstant4 73	0.0
DataChannels RatioConstant4 74	0.0
DataChannels RatioConstant4 75	0.0
DataChannels RatioConstant4 76	0.0
DataChannels RatioConstant4 77	0.0
DataChannels RatioConstant4 78	0.0
DataChannels RatioConstant4 79	0.0
DataChannels RatioConstant4 8	0.0
DataChannels RatioConstant4 80	0.0
DataChannels RatioConstant4 81	0.0
DataChannels RatioConstant4 82	0.0
DataChannels RatioConstant4 83	0.0
DataChannels RatioConstant4 84	0.0
DataChannels RatioConstant4 85	0.0
DataChannels RatioConstant4 86	0.0
DataChannels RatioConstant4 87	0.0
DataChannels RatioConstant4 88	0.0
DataChannels RatioConstant4 89	0.0
DataChannels RatioConstant4 9	0.0
DataChannels RatioConstant4 90	0.0
DataChannels RatioConstant4 91	0.0
DataChannels RatioConstant4 92	0.0
DataChannels RatioConstant4 93	0.0
DataChannels RatioConstant4 94	0.0
DataChannels RatioConstant4 95	0.0
DataChannels RatioConstant4 96	0.0
DataChannels RatioConstant4 97	0.0
DataChannels RatioConstant4 98	0.0
DataChannels RatioConstant4 99	0.0
DataChannels RatioConstant5 1	1.0
DataChannels RatioConstant5 10	1.0
DataChannels RatioConstant5 100	1.0
DataChannels RatioConstant5 101	1.0
DataChannels RatioConstant5 102	1.0
DataChannels RatioConstant5 103	1.0
DataChannels RatioConstant5 104	1.0
DataChannels RatioConstant5 105	1.0
DataChannels RatioConstant5 106	1.0
DataChannels RatioConstant5 107	1.0
DataChannels RatioConstant5 108	1.0
DataChannels RatioConstant5 109	1.0
DataChannels RatioConstant5 11	1.0
DataChannels RatioConstant5 110	1.0
DataChannels RatioConstant5 111	1.0
DataChannels RatioConstant5 112	1.0
DataChannels RatioConstant5 113	1.0
DataChannels RatioConstant5 114	1.0
DataChannels RatioConstant5 115	1.0
DataChannels RatioConstant5 116	1.0
DataChannels RatioConstant5 117	1.0
DataChannels RatioConstant5 118	1.0
DataChannels RatioConstant5 119	1.0
DataChannels RatioConstant5 12	1.0
DataChannels RatioConstant5 120	1.0
DataChannels RatioConstant5 121	1.0
DataChannels RatioConstant5 122	1.0
DataChannels RatioConstant5 123	1.0
DataChannels RatioConstant5 124	1.0
DataChannels RatioConstant5 125	1.0
DataChannels RatioConstant5 126	1.0
DataChannels RatioConstant5 127	1.0
DataChannels RatioConstant5 128	1.0
DataChannels RatioConstant5 129	1.0
DataChannels RatioConstant5 13	1.0
DataChannels RatioConstant5 130	1.0
DataChannels RatioConstant5 131	1.0
DataChannels RatioConstant5 132	1.0
DataChannels RatioConstant5 133	1.0
DataChannels RatioConstant5 134	1.0
DataChannels RatioConstant5 135	1.0
DataChannels RatioConstant5 136	1.0
DataChannels RatioConstant5 137	1.0
DataChannels RatioConstant5 138	1.0
DataChannels RatioConstant5 139	1.0
DataChannels RatioConstant5 14	1.0
DataChannels RatioConstant5 140	1.0
DataChannels RatioConstant5 141	1.0
DataChannels RatioConstant5 142	1.0
DataChannels RatioConstant5 143	1.0
DataChannels RatioConstant5 144	1.0
DataChannels RatioConstant5 145	1.0
DataChannels RatioConstant5 146	1.0
DataChannels RatioConstant5 147	1.0
DataChannels RatioConstant5 148	1.0
DataChannels RatioConstant5 149	1.0
DataChannels RatioConstant5 15	1.0
DataChannels RatioConstant5 150	1.0
DataChannels RatioConstant5 151	1.0
DataChannels RatioConstant5 152	1.0
DataChannels RatioConstant5 153	1.0
DataChannels RatioConstant5 154	1.0
DataChannels RatioConstant5 155	1.0
DataChannels RatioConstant5 156	1.0
DataChannels RatioConstant5 157	1.0
DataChannels RatioConstant5 158	1.0
DataChannels RatioConstant5 159	1.0
DataChannels RatioConstant5 16	1.0
DataChannels RatioConstant5 160	1.0
DataChannels RatioConstant5 161	1.0
DataChannels RatioConstant5 162	1.0
DataChannels RatioConstant5 163	1.0
DataChannels RatioConstant5 164	1.0
DataChannels RatioConstant5 165	1.0
DataChannels RatioConstant5 166	1.0
DataChannels RatioConstant5 167	1.0
DataChannels RatioConstant5 168	1.0
DataChannels RatioConstant5 169	1.0
DataChannels RatioConstant5 17	1.0
DataChannels RatioConstant5 170	1.0
DataChannels RatioConstant5 171	1.0
DataChannels RatioConstant5 172	1.0
DataChannels RatioConstant5 173	1.0
DataChannels RatioConstant5 174	1.0
DataChannels RatioConstant5 175	1.0
DataChannels RatioConstant5 176	1.0
DataChannels RatioConstant5 177	1.0
DataChannels RatioConstant5 178	1.0
DataChannels RatioConstant5 179	1.0
DataChannels RatioConstant5 18	1.0
DataChannels RatioConstant5 180	1.0
DataChannels RatioConstant5 181	1.0
DataChannels RatioConstant5 182	1.0
DataChannels RatioConstant5 183	1.0
DataChannels RatioConstant5 184	1.0
DataChannels RatioConstant5 185	1.0
DataChannels RatioConstant5 186	1.0
DataChannels RatioConstant5 187	1.0
DataChannels RatioConstant5 188	1.0
DataChannels RatioConstant5 189	1.0
DataChannels RatioConstant5 19	1.0
DataChannels RatioConstant5 190	1.0
DataChannels RatioConstant5 191	1.0
DataChannels RatioConstant5 192	1.0
DataChannels RatioConstant5 193	1.0
DataChannels RatioConstant5 194	1.0
DataChannels RatioConstant5 195	1.0
DataChannels RatioConstant5 196	1.0
DataChannels RatioConstant5 197	1.0
DataChannels RatioConstant5 198	1.0
DataChannels RatioConstant5 199	1.0
DataChannels RatioConstant5 2	1.0
DataChannels RatioConstant5 20	1.0
DataChannels RatioConstant5 200	1.0
DataChannels RatioConstant5 201	1.0
DataChannels RatioConstant5 202	1.0
DataChannels RatioConstant5 203	1.0
DataChannels RatioConstant5 204	1.0
DataChannels RatioConstant5 205	1.0
DataChannels RatioConstant5 206	1.0
DataChannels RatioConstant5 207	1.0
DataChannels RatioConstant5 208	1.0
DataChannels RatioConstant5 209	1.0
DataChannels RatioConstant5 21	1.0
DataChannels RatioConstant5 210	1.0
DataChannels RatioConstant5 211	1.0
DataChannels RatioConstant5 212	1.0
DataChannels RatioConstant5 213	1.0
DataChannels RatioConstant5 214	1.0
DataChannels RatioConstant5 215	1.0
DataChannels RatioConstant5 216	1.0
DataChannels RatioConstant5 217	1.0
DataChannels RatioConstant5 218	1.0
DataChannels RatioConstant5 219	1.0
DataChannels RatioConstant5 22	1.0
DataChannels RatioConstant5 220	1.0
DataChannels RatioConstant5 221	1.0
DataChannels RatioConstant5 222	1.0
DataChannels RatioConstant5 223	1.0
DataChannels RatioConstant5 224	1.0
DataChannels RatioConstant5 225	1.0
DataChannels RatioConstant5 226	1.0
DataChannels RatioConstant5 227	1.0
DataChannels RatioConstant5 228	1.0
DataChannels RatioConstant5 229	1.0
DataChannels RatioConstant5 23	1.0
DataChannels RatioConstant5 230	1.0
DataChannels RatioConstant5 231	1.0
DataChannels RatioConstant5 232	1.0
DataChannels RatioConstant5 233	1.0
DataChannels RatioConstant5 234	1.0
DataChannels RatioConstant5 235	1.0
DataChannels RatioConstant5 236	1.0
DataChannels RatioConstant5 237	1.0
DataChannels RatioConstant5 238	1.0
DataChannels RatioConstant5 239	1.0
DataChannels RatioConstant5 24	1.0
DataChannels RatioConstant5 240	1.0
DataChannels RatioConstant5 241	1.0
DataChannels RatioConstant5 242	1.0
DataChannels RatioConstant5 243	1.0
DataChannels RatioConstant5 244	1.0
DataChannels RatioConstant5 245	1.0
DataChannels RatioConstant5 246	1.0
DataChannels RatioConstant5 247	1.0
DataChannels RatioConstant5 248	1.0
DataChannels RatioConstant5 249	1.0
DataChannels RatioConstant5 25	1.0
DataChannels RatioConstant5 250	1.0
DataChannels RatioConstant5 251	1.0
DataChannels RatioConstant5 252	1.0
DataChannels RatioConstant5 253	1.0
DataChannels RatioConstant5 254	1.0
DataChannels RatioConstant5 255	1.0
DataChannels RatioConstant5 256	1.0
DataChannels RatioConstant5 257	1.0
DataChannels RatioConstant5 258	1.0
DataChannels RatioConstant5 259	1.0
DataChannels RatioConstant5 26	1.0
DataChannels RatioConstant5 260	1.0
DataChannels RatioConstant5 261	1.0
DataChannels RatioConstant5 262	1.0
DataChannels RatioConstant5 263	1.0
DataChannels RatioConstant5 264	1.0
DataChannels RatioConstant5 265	1.0
DataChannels RatioConstant5 266	1.0
DataChannels RatioConstant5 267	1.0
DataChannels RatioConstant5 268	1.0
DataChannels RatioConstant5 269	1.0
DataChannels RatioConstant5 27	1.0
DataChannels RatioConstant5 270	1.0
DataChannels RatioConstant5 271	1.0
DataChannels RatioConstant5 272	1.0
DataChannels RatioConstant5 273	1.0
DataChannels RatioConstant5 274	1.0
DataChannels RatioConstant5 275	1.0
DataChannels RatioConstant5 276	1.0
DataChannels RatioConstant5 277	1.0
DataChannels RatioConstant5 278	1.0
DataChannels RatioConstant5 279	1.0
DataChannels RatioConstant5 28	1.0
DataChannels RatioConstant5 280	1.0
DataChannels RatioConstant5 281	1.0
DataChannels RatioConstant5 282	1.0
DataChannels RatioConstant5 283	1.0
DataChannels RatioConstant5 284	1.0
DataChannels RatioConstant5 285	1.0
DataChannels RatioConstant5 286	1.0
DataChannels RatioConstant5 287	1.0
DataChannels RatioConstant5 288	1.0
DataChannels RatioConstant5 289	1.0
DataChannels RatioConstant5 29	1.0
DataChannels RatioConstant5 290	1.0
DataChannels RatioConstant5 291	1.0
DataChannels RatioConstant5 292	1.0
DataChannels RatioConstant5 293	1.0
DataChannels RatioConstant5 294	1.0
DataChannels RatioConstant5 295	1.0
DataChannels RatioConstant5 296	1.0
DataChannels RatioConstant5 297	1.0
DataChannels RatioConstant5 298	1.0
DataChannels RatioConstant5 299	1.0
DataChannels RatioConstant5 3	1.0
DataChannels RatioConstant5 30	1.0
DataChannels RatioConstant5 300	1.0
DataChannels RatioConstant5 301	1.0
DataChannels RatioConstant5 302	1.0
DataChannels RatioConstant5 303	1.0
DataChannels RatioConstant5 304	1.0
DataChannels RatioConstant5 305	1.0
DataChannels RatioConstant5 306	1.0
DataChannels RatioConstant5 307	1.0
DataChannels RatioConstant5 308	1.0
DataChannels RatioConstant5 309	1.0
DataChannels RatioConstant5 31	1.0
DataChannels RatioConstant5 310	1.0
DataChannels RatioConstant5 311	1.0
DataChannels RatioConstant5 312	1.0
DataChannels RatioConstant5 313	1.0
DataChannels RatioConstant5 314	1.0
DataChannels RatioConstant5 315	1.0
DataChannels RatioConstant5 316	1.0
DataChannels RatioConstant5 317	1.0
DataChannels RatioConstant5 318	1.0
DataChannels RatioConstant5 319	1.0
DataChannels RatioConstant5 32	1.0
DataChannels RatioConstant5 320	1.0
DataChannels RatioConstant5 321	1.0
DataChannels RatioConstant5 322	1.0
DataChannels RatioConstant5 323	1.0
DataChannels RatioConstant5 324	1.0
DataChannels RatioConstant5 325	1.0
DataChannels RatioConstant5 326	1.0
DataChannels RatioConstant5 327	1.0
DataChannels RatioConstant5 328	1.0
DataChannels RatioConstant5 329	1.0
DataChannels RatioConstant5 33	1.0
DataChannels RatioConstant5 330	1.0
DataChannels RatioConstant5 331	1.0
DataChannels RatioConstant5 332	1.0
DataChannels RatioConstant5 333	1.0
DataChannels RatioConstant5 334	1.0
DataChannels RatioConstant5 335	1.0
DataChannels RatioConstant5 336	1.0
DataChannels RatioConstant5 337	1.0
DataChannels RatioConstant5 338	1.0
DataChannels RatioConstant5 339	1.0
DataChannels RatioConstant5 34	1.0
DataChannels RatioConstant5 340	1.0
DataChannels RatioConstant5 341	1.0
DataChannels RatioConstant5 342	1.0
DataChannels RatioConstant5 343	1.0
DataChannels RatioConstant5 344	1.0
DataChannels RatioConstant5 345	1.0
DataChannels RatioConstant5 346	1.0
DataChannels RatioConstant5 347	1.0
DataChannels RatioConstant5 348	1.0
DataChannels RatioConstant5 349	1.0
DataChannels RatioConstant5 35	1.0
DataChannels RatioConstant5 350	1.0
DataChannels RatioConstant5 351	1.0
DataChannels RatioConstant5 352	1.0
DataChannels RatioConstant5 353	1.0
DataChannels RatioConstant5 354	1.0
DataChannels RatioConstant5 355	1.0
DataChannels RatioConstant5 356	1.0
DataChannels RatioConstant5 357	1.0
DataChannels RatioConstant5 358	1.0
DataChannels RatioConstant5 359	1.0
DataChannels RatioConstant5 36	1.0
DataChannels RatioConstant5 360	1.0
DataChannels RatioConstant5 361	1.0
DataChannels RatioConstant5 362	1.0
DataChannels RatioConstant5 363	1.0
DataChannels RatioConstant5 364	1.0
DataChannels RatioConstant5 365	1.0
DataChannels RatioConstant5 366	1.0
DataChannels RatioConstant5 367	1.0
DataChannels RatioConstant5 368	1.0
DataChannels RatioConstant5 369	1.0
DataChannels RatioConstant5 37	1.0
DataChannels RatioConstant5 370	1.0
DataChannels RatioConstant5 371	1.0
DataChannels RatioConstant5 372	1.0
DataChannels RatioConstant5 373	1.0
DataChannels RatioConstant5 374	1.0
DataChannels RatioConstant5 375	1.0
DataChannels RatioConstant5 376	1.0
DataChannels RatioConstant5 377	1.0
DataChannels RatioConstant5 378	1.0
DataChannels RatioConstant5 379	1.0
DataChannels RatioConstant5 38	1.0
DataChannels RatioConstant5 380	1.0
DataChannels RatioConstant5 381	1.0
DataChannels RatioConstant5 382	1.0
DataChannels RatioConstant5 383	1.0
DataChannels RatioConstant5 384	1.0
DataChannels RatioConstant5 385	1.0
DataChannels RatioConstant5 386	1.0
DataChannels RatioConstant5 387	1.0
DataChannels RatioConstant5 388	1.0
DataChannels RatioConstant5 389	1.0
DataChannels RatioConstant5 39	1.0
DataChannels RatioConstant5 390	1.0
DataChannels RatioConstant5 391	1.0
DataChannels RatioConstant5 392	1.0
DataChannels RatioConstant5 393	1.0
DataChannels RatioConstant5 394	1.0
DataChannels RatioConstant5 395	1.0
DataChannels RatioConstant5 396	1.0
DataChannels RatioConstant5 397	1.0
DataChannels RatioConstant5 398	1.0
DataChannels RatioConstant5 399	1.0
DataChannels RatioConstant5 4	1.0
DataChannels RatioConstant5 40	1.0
DataChannels RatioConstant5 400	1.0
DataChannels RatioConstant5 401	1.0
DataChannels RatioConstant5 402	1.0
DataChannels RatioConstant5 403	1.0
DataChannels RatioConstant5 404	1.0
DataChannels RatioConstant5 405	1.0
DataChannels RatioConstant5 406	1.0
DataChannels RatioConstant5 407	1.0
DataChannels RatioConstant5 408	1.0
DataChannels RatioConstant5 409	1.0
DataChannels RatioConstant5 41	1.0
DataChannels RatioConstant5 410	1.0
DataChannels RatioConstant5 411	1.0
DataChannels RatioConstant5 412	1.0
DataChannels RatioConstant5 413	1.0
DataChannels RatioConstant5 414	1.0
DataChannels RatioConstant5 415	1.0
DataChannels RatioConstant5 416	1.0
DataChannels RatioConstant5 417	1.0
DataChannels RatioConstant5 418	1.0
DataChannels RatioConstant5 419	1.0
DataChannels RatioConstant5 42	1.0
DataChannels RatioConstant5 420	1.0
DataChannels RatioConstant5 421	1.0
DataChannels RatioConstant5 422	1.0
DataChannels RatioConstant5 423	1.0
DataChannels RatioConstant5 424	1.0
DataChannels RatioConstant5 425	1.0
DataChannels RatioConstant5 426	1.0
DataChannels RatioConstant5 427	1.0
DataChannels RatioConstant5 428	1.0
DataChannels RatioConstant5 429	1.0
DataChannels RatioConstant5 43	1.0
DataChannels RatioConstant5 430	1.0
DataChannels RatioConstant5 431	1.0
DataChannels RatioConstant5 432	1.0
DataChannels RatioConstant5 433	1.0
DataChannels RatioConstant5 434	1.0
DataChannels RatioConstant5 435	1.0
DataChannels RatioConstant5 436	1.0
DataChannels RatioConstant5 437	1.0
DataChannels RatioConstant5 438	1.0
DataChannels RatioConstant5 439	1.0
DataChannels RatioConstant5 44	1.0
DataChannels RatioConstant5 440	1.0
DataChannels RatioConstant5 441	1.0
DataChannels RatioConstant5 442	1.0
DataChannels RatioConstant5 443	1.0
DataChannels RatioConstant5 444	1.0
DataChannels RatioConstant5 445	1.0
DataChannels RatioConstant5 446	1.0
DataChannels RatioConstant5 447	1.0
DataChannels RatioConstant5 448	1.0
DataChannels RatioConstant5 449	1.0
DataChannels RatioConstant5 45	1.0
DataChannels RatioConstant5 450	1.0
DataChannels RatioConstant5 451	1.0
DataChannels RatioConstant5 452	1.0
DataChannels RatioConstant5 453	1.0
DataChannels RatioConstant5 454	1.0
DataChannels RatioConstant5 455	1.0
DataChannels RatioConstant5 456	1.0
DataChannels RatioConstant5 46	1.0
DataChannels RatioConstant5 47	1.0
DataChannels RatioConstant5 48	1.0
DataChannels RatioConstant5 49	1.0
DataChannels RatioConstant5 5	1.0
DataChannels RatioConstant5 50	1.0
DataChannels RatioConstant5 51	1.0
DataChannels RatioConstant5 52	1.0
DataChannels RatioConstant5 53	1.0
DataChannels RatioConstant5 54	1.0
DataChannels RatioConstant5 55	1.0
DataChannels RatioConstant5 56	1.0
DataChannels RatioConstant5 57	1.0
DataChannels RatioConstant5 58	1.0
DataChannels RatioConstant5 59	1.0
DataChannels RatioConstant5 6	1.0
DataChannels RatioConstant5 60	1.0
DataChannels RatioConstant5 61	1.0
DataChannels RatioConstant5 62	1.0
DataChannels RatioConstant5 63	1.0
DataChannels RatioConstant5 64	1.0
DataChannels RatioConstant5 65	1.0
DataChannels RatioConstant5 66	1.0
DataChannels RatioConstant5 67	1.0
DataChannels RatioConstant5 68	1.0
DataChannels RatioConstant5 69	1.0
DataChannels RatioConstant5 7	1.0
DataChannels RatioConstant5 70	1.0
DataChannels RatioConstant5 71	1.0
DataChannels RatioConstant5 72	1.0
DataChannels RatioConstant5 73	1.0
DataChannels RatioConstant5 74	1.0
DataChannels RatioConstant5 75	1.0
DataChannels RatioConstant5 76	1.0
DataChannels RatioConstant5 77	1.0
DataChannels RatioConstant5 78	1.0
DataChannels RatioConstant5 79	1.0
DataChannels RatioConstant5 8	1.0
DataChannels RatioConstant5 80	1.0
DataChannels RatioConstant5 81	1.0
DataChannels RatioConstant5 82	1.0
DataChannels RatioConstant5 83	1.0
DataChannels RatioConstant5 84	1.0
DataChannels RatioConstant5 85	1.0
DataChannels RatioConstant5 86	1.0
DataChannels RatioConstant5 87	1.0
DataChannels RatioConstant5 88	1.0
DataChannels RatioConstant5 89	1.0
DataChannels RatioConstant5 9	1.0
DataChannels RatioConstant5 90	1.0
DataChannels RatioConstant5 91	1.0
DataChannels RatioConstant5 92	1.0
DataChannels RatioConstant5 93	1.0
DataChannels RatioConstant5 94	1.0
DataChannels RatioConstant5 95	1.0
DataChannels RatioConstant5 96	1.0
DataChannels RatioConstant5 97	1.0
DataChannels RatioConstant5 98	1.0
DataChannels RatioConstant5 99	1.0
DataChannels RatioConstant6 1	0.0
DataChannels RatioConstant6 10	0.0
DataChannels RatioConstant6 100	0.0
DataChannels RatioConstant6 101	0.0
DataChannels RatioConstant6 102	0.0
DataChannels RatioConstant6 103	0.0
DataChannels RatioConstant6 104	0.0
DataChannels RatioConstant6 105	0.0
DataChannels RatioConstant6 106	0.0
DataChannels RatioConstant6 107	0.0
DataChannels RatioConstant6 108	0.0
DataChannels RatioConstant6 109	0.0
DataChannels RatioConstant6 11	0.0
DataChannels RatioConstant6 110	0.0
DataChannels RatioConstant6 111	0.0
DataChannels RatioConstant6 112	0.0
DataChannels RatioConstant6 113	0.0
DataChannels RatioConstant6 114	0.0
DataChannels RatioConstant6 115	0.0
DataChannels RatioConstant6 116	0.0
DataChannels RatioConstant6 117	0.0
DataChannels RatioConstant6 118	0.0
DataChannels RatioConstant6 119	0.0
DataChannels RatioConstant6 12	0.0
DataChannels RatioConstant6 120	0.0
DataChannels RatioConstant6 121	0.0
DataChannels RatioConstant6 122	0.0
DataChannels RatioConstant6 123	0.0
DataChannels RatioConstant6 124	0.0
DataChannels RatioConstant6 125	0.0
DataChannels RatioConstant6 126	0.0
DataChannels RatioConstant6 127	0.0
DataChannels RatioConstant6 128	0.0
DataChannels RatioConstant6 129	0.0
DataChannels RatioConstant6 13	0.0
DataChannels RatioConstant6 130	0.0
DataChannels RatioConstant6 131	0.0
DataChannels RatioConstant6 132	0.0
DataChannels RatioConstant6 133	0.0
DataChannels RatioConstant6 134	0.0
DataChannels RatioConstant6 135	0.0
DataChannels RatioConstant6 136	0.0
DataChannels RatioConstant6 137	0.0
DataChannels RatioConstant6 138	0.0
DataChannels RatioConstant6 139	0.0
DataChannels RatioConstant6 14	0.0
DataChannels RatioConstant6 140	0.0
DataChannels RatioConstant6 141	0.0
DataChannels RatioConstant6 142	0.0
DataChannels RatioConstant6 143	0.0
DataChannels RatioConstant6 144	0.0
DataChannels RatioConstant6 145	0.0
DataChannels RatioConstant6 146	0.0
DataChannels RatioConstant6 147	0.0
DataChannels RatioConstant6 148	0.0
DataChannels RatioConstant6 149	0.0
DataChannels RatioConstant6 15	0.0
DataChannels RatioConstant6 150	0.0
DataChannels RatioConstant6 151	0.0
DataChannels RatioConstant6 152	0.0
DataChannels RatioConstant6 153	0.0
DataChannels RatioConstant6 154	0.0
DataChannels RatioConstant6 155	0.0
DataChannels RatioConstant6 156	0.0
DataChannels RatioConstant6 157	0.0
DataChannels RatioConstant6 158	0.0
DataChannels RatioConstant6 159	0.0
DataChannels RatioConstant6 16	0.0
DataChannels RatioConstant6 160	0.0
DataChannels RatioConstant6 161	0.0
DataChannels RatioConstant6 162	0.0
DataChannels RatioConstant6 163	0.0
DataChannels RatioConstant6 164	0.0
DataChannels RatioConstant6 165	0.0
DataChannels RatioConstant6 166	0.0
DataChannels RatioConstant6 167	0.0
DataChannels RatioConstant6 168	0.0
DataChannels RatioConstant6 169	0.0
DataChannels RatioConstant6 17	0.0
DataChannels RatioConstant6 170	0.0
DataChannels RatioConstant6 171	0.0
DataChannels RatioConstant6 172	0.0
DataChannels RatioConstant6 173	0.0
DataChannels RatioConstant6 174	0.0
DataChannels RatioConstant6 175	0.0
DataChannels RatioConstant6 176	0.0
DataChannels RatioConstant6 177	0.0
DataChannels RatioConstant6 178	0.0
DataChannels RatioConstant6 179	0.0
DataChannels RatioConstant6 18	0.0
DataChannels RatioConstant6 180	0.0
DataChannels RatioConstant6 181	0.0
DataChannels RatioConstant6 182	0.0
DataChannels RatioConstant6 183	0.0
DataChannels RatioConstant6 184	0.0
DataChannels RatioConstant6 185	0.0
DataChannels RatioConstant6 186	0.0
DataChannels RatioConstant6 187	0.0
DataChannels RatioConstant6 188	0.0
DataChannels RatioConstant6 189	0.0
DataChannels RatioConstant6 19	0.0
DataChannels RatioConstant6 190	0.0
DataChannels RatioConstant6 191	0.0
DataChannels RatioConstant6 192	0.0
DataChannels RatioConstant6 193	0.0
DataChannels RatioConstant6 194	0.0
DataChannels RatioConstant6 195	0.0
DataChannels RatioConstant6 196	0.0
DataChannels RatioConstant6 197	0.0
DataChannels RatioConstant6 198	0.0
DataChannels RatioConstant6 199	0.0
DataChannels RatioConstant6 2	0.0
DataChannels RatioConstant6 20	0.0
DataChannels RatioConstant6 200	0.0
DataChannels RatioConstant6 201	0.0
DataChannels RatioConstant6 202	0.0
DataChannels RatioConstant6 203	0.0
DataChannels RatioConstant6 204	0.0
DataChannels RatioConstant6 205	0.0
DataChannels RatioConstant6 206	0.0
DataChannels RatioConstant6 207	0.0
DataChannels RatioConstant6 208	0.0
DataChannels RatioConstant6 209	0.0
DataChannels RatioConstant6 21	0.0
DataChannels RatioConstant6 210	0.0
DataChannels RatioConstant6 211	0.0
DataChannels RatioConstant6 212	0.0
DataChannels RatioConstant6 213	0.0
DataChannels RatioConstant6 214	0.0
DataChannels RatioConstant6 215	0.0
DataChannels RatioConstant6 216	0.0
DataChannels RatioConstant6 217	0.0
DataChannels RatioConstant6 218	0.0
DataChannels RatioConstant6 219	0.0
DataChannels RatioConstant6 22	0.0
DataChannels RatioConstant6 220	0.0
DataChannels RatioConstant6 221	0.0
DataChannels RatioConstant6 222	0.0
DataChannels RatioConstant6 223	0.0
DataChannels RatioConstant6 224	0.0
DataChannels RatioConstant6 225	0.0
DataChannels RatioConstant6 226	0.0
DataChannels RatioConstant6 227	0.0
DataChannels RatioConstant6 228	0.0
DataChannels RatioConstant6 229	0.0
DataChannels RatioConstant6 23	0.0
DataChannels RatioConstant6 230	0.0
DataChannels RatioConstant6 231	0.0
DataChannels RatioConstant6 232	0.0
DataChannels RatioConstant6 233	0.0
DataChannels RatioConstant6 234	0.0
DataChannels RatioConstant6 235	0.0
DataChannels RatioConstant6 236	0.0
DataChannels RatioConstant6 237	0.0
DataChannels RatioConstant6 238	0.0
DataChannels RatioConstant6 239	0.0
DataChannels RatioConstant6 24	0.0
DataChannels RatioConstant6 240	0.0
DataChannels RatioConstant6 241	0.0
DataChannels RatioConstant6 242	0.0
DataChannels RatioConstant6 243	0.0
DataChannels RatioConstant6 244	0.0
DataChannels RatioConstant6 245	0.0
DataChannels RatioConstant6 246	0.0
DataChannels RatioConstant6 247	0.0
DataChannels RatioConstant6 248	0.0
DataChannels RatioConstant6 249	0.0
DataChannels RatioConstant6 25	0.0
DataChannels RatioConstant6 250	0.0
DataChannels RatioConstant6 251	0.0
DataChannels RatioConstant6 252	0.0
DataChannels RatioConstant6 253	0.0
DataChannels RatioConstant6 254	0.0
DataChannels RatioConstant6 255	0.0
DataChannels RatioConstant6 256	0.0
DataChannels RatioConstant6 257	0.0
DataChannels RatioConstant6 258	0.0
DataChannels RatioConstant6 259	0.0
DataChannels RatioConstant6 26	0.0
DataChannels RatioConstant6 260	0.0
DataChannels RatioConstant6 261	0.0
DataChannels RatioConstant6 262	0.0
DataChannels RatioConstant6 263	0.0
DataChannels RatioConstant6 264	0.0
DataChannels RatioConstant6 265	0.0
DataChannels RatioConstant6 266	0.0
DataChannels RatioConstant6 267	0.0
DataChannels RatioConstant6 268	0.0
DataChannels RatioConstant6 269	0.0
DataChannels RatioConstant6 27	0.0
DataChannels RatioConstant6 270	0.0
DataChannels RatioConstant6 271	0.0
DataChannels RatioConstant6 272	0.0
DataChannels RatioConstant6 273	0.0
DataChannels RatioConstant6 274	0.0
DataChannels RatioConstant6 275	0.0
DataChannels RatioConstant6 276	0.0
DataChannels RatioConstant6 277	0.0
DataChannels RatioConstant6 278	0.0
DataChannels RatioConstant6 279	0.0
DataChannels RatioConstant6 28	0.0
DataChannels RatioConstant6 280	0.0
DataChannels RatioConstant6 281	0.0
DataChannels RatioConstant6 282	0.0
DataChannels RatioConstant6 283	0.0
DataChannels RatioConstant6 284	0.0
DataChannels RatioConstant6 285	0.0
DataChannels RatioConstant6 286	0.0
DataChannels RatioConstant6 287	0.0
DataChannels RatioConstant6 288	0.0
DataChannels RatioConstant6 289	0.0
DataChannels RatioConstant6 29	0.0
DataChannels RatioConstant6 290	0.0
DataChannels RatioConstant6 291	0.0
DataChannels RatioConstant6 292	0.0
DataChannels RatioConstant6 293	0.0
DataChannels RatioConstant6 294	0.0
DataChannels RatioConstant6 295	0.0
DataChannels RatioConstant6 296	0.0
DataChannels RatioConstant6 297	0.0
DataChannels RatioConstant6 298	0.0
DataChannels RatioConstant6 299	0.0
DataChannels RatioConstant6 3	0.0
DataChannels RatioConstant6 30	0.0
DataChannels RatioConstant6 300	0.0
DataChannels RatioConstant6 301	0.0
DataChannels RatioConstant6 302	0.0
DataChannels RatioConstant6 303	0.0
DataChannels RatioConstant6 304	0.0
DataChannels RatioConstant6 305	0.0
DataChannels RatioConstant6 306	0.0
DataChannels RatioConstant6 307	0.0
DataChannels RatioConstant6 308	0.0
DataChannels RatioConstant6 309	0.0
DataChannels RatioConstant6 31	0.0
DataChannels RatioConstant6 310	0.0
DataChannels RatioConstant6 311	0.0
DataChannels RatioConstant6 312	0.0
DataChannels RatioConstant6 313	0.0
DataChannels RatioConstant6 314	0.0
DataChannels RatioConstant6 315	0.0
DataChannels RatioConstant6 316	0.0
DataChannels RatioConstant6 317	0.0
DataChannels RatioConstant6 318	0.0
DataChannels RatioConstant6 319	0.0
DataChannels RatioConstant6 32	0.0
DataChannels RatioConstant6 320	0.0
DataChannels RatioConstant6 321	0.0
DataChannels RatioConstant6 322	0.0
DataChannels RatioConstant6 323	0.0
DataChannels RatioConstant6 324	0.0
DataChannels RatioConstant6 325	0.0
DataChannels RatioConstant6 326	0.0
DataChannels RatioConstant6 327	0.0
DataChannels RatioConstant6 328	0.0
DataChannels RatioConstant6 329	0.0
DataChannels RatioConstant6 33	0.0
DataChannels RatioConstant6 330	0.0
DataChannels RatioConstant6 331	0.0
DataChannels RatioConstant6 332	0.0
DataChannels RatioConstant6 333	0.0
DataChannels RatioConstant6 334	0.0
DataChannels RatioConstant6 335	0.0
DataChannels RatioConstant6 336	0.0
DataChannels RatioConstant6 337	0.0
DataChannels RatioConstant6 338	0.0
DataChannels RatioConstant6 339	0.0
DataChannels RatioConstant6 34	0.0
DataChannels RatioConstant6 340	0.0
DataChannels RatioConstant6 341	0.0
DataChannels RatioConstant6 342	0.0
DataChannels RatioConstant6 343	0.0
DataChannels RatioConstant6 344	0.0
DataChannels RatioConstant6 345	0.0
DataChannels RatioConstant6 346	0.0
DataChannels RatioConstant6 347	0.0
DataChannels RatioConstant6 348	0.0
DataChannels RatioConstant6 349	0.0
DataChannels RatioConstant6 35	0.0
DataChannels RatioConstant6 350	0.0
DataChannels RatioConstant6 351	0.0
DataChannels RatioConstant6 352	0.0
DataChannels RatioConstant6 353	0.0
DataChannels RatioConstant6 354	0.0
DataChannels RatioConstant6 355	0.0
DataChannels RatioConstant6 356	0.0
DataChannels RatioConstant6 357	0.0
DataChannels RatioConstant6 358	0.0
DataChannels RatioConstant6 359	0.0
DataChannels RatioConstant6 36	0.0
DataChannels RatioConstant6 360	0.0
DataChannels RatioConstant6 361	0.0
DataChannels RatioConstant6 362	0.0
DataChannels RatioConstant6 363	0.0
DataChannels RatioConstant6 364	0.0
DataChannels RatioConstant6 365	0.0
DataChannels RatioConstant6 366	0.0
DataChannels RatioConstant6 367	0.0
DataChannels RatioConstant6 368	0.0
DataChannels RatioConstant6 369	0.0
DataChannels RatioConstant6 37	0.0
DataChannels RatioConstant6 370	0.0
DataChannels RatioConstant6 371	0.0
DataChannels RatioConstant6 372	0.0
DataChannels RatioConstant6 373	0.0
DataChannels RatioConstant6 374	0.0
DataChannels RatioConstant6 375	0.0
DataChannels RatioConstant6 376	0.0
DataChannels RatioConstant6 377	0.0
DataChannels RatioConstant6 378	0.0
DataChannels RatioConstant6 379	0.0
DataChannels RatioConstant6 38	0.0
DataChannels RatioConstant6 380	0.0
DataChannels RatioConstant6 381	0.0
DataChannels RatioConstant6 382	0.0
DataChannels RatioConstant6 383	0.0
DataChannels RatioConstant6 384	0.0
DataChannels RatioConstant6 385	0.0
DataChannels RatioConstant6 386	0.0
DataChannels RatioConstant6 387	0.0
DataChannels RatioConstant6 388	0.0
DataChannels RatioConstant6 389	0.0
DataChannels RatioConstant6 39	0.0
DataChannels RatioConstant6 390	0.0
DataChannels RatioConstant6 391	0.0
DataChannels RatioConstant6 392	0.0
DataChannels RatioConstant6 393	0.0
DataChannels RatioConstant6 394	0.0
DataChannels RatioConstant6 395	0.0
DataChannels RatioConstant6 396	0.0
DataChannels RatioConstant6 397	0.0
DataChannels RatioConstant6 398	0.0
DataChannels RatioConstant6 399	0.0
DataChannels RatioConstant6 4	0.0
DataChannels RatioConstant6 40	0.0
DataChannels RatioConstant6 400	0.0
DataChannels RatioConstant6 401	0.0
DataChannels RatioConstant6 402	0.0
DataChannels RatioConstant6 403	0.0
DataChannels RatioConstant6 404	0.0
DataChannels RatioConstant6 405	0.0
DataChannels RatioConstant6 406	0.0
DataChannels RatioConstant6 407	0.0
DataChannels RatioConstant6 408	0.0
DataChannels RatioConstant6 409	0.0
DataChannels RatioConstant6 41	0.0
DataChannels RatioConstant6 410	0.0
DataChannels RatioConstant6 411	0.0
DataChannels RatioConstant6 412	0.0
DataChannels RatioConstant6 413	0.0
DataChannels RatioConstant6 414	0.0
DataChannels RatioConstant6 415	0.0
DataChannels RatioConstant6 416	0.0
DataChannels RatioConstant6 417	0.0
DataChannels RatioConstant6 418	0.0
DataChannels RatioConstant6 419	0.0
DataChannels RatioConstant6 42	0.0
DataChannels RatioConstant6 420	0.0
DataChannels RatioConstant6 421	0.0
DataChannels RatioConstant6 422	0.0
DataChannels RatioConstant6 423	0.0
DataChannels RatioConstant6 424	0.0
DataChannels RatioConstant6 425	0.0
DataChannels RatioConstant6 426	0.0
DataChannels RatioConstant6 427	0.0
DataChannels RatioConstant6 428	0.0
DataChannels RatioConstant6 429	0.0
DataChannels RatioConstant6 43	0.0
DataChannels RatioConstant6 430	0.0
DataChannels RatioConstant6 431	0.0
DataChannels RatioConstant6 432	0.0
DataChannels RatioConstant6 433	0.0
DataChannels RatioConstant6 434	0.0
DataChannels RatioConstant6 435	0.0
DataChannels RatioConstant6 436	0.0
DataChannels RatioConstant6 437	0.0
DataChannels RatioConstant6 438	0.0
DataChannels RatioConstant6 439	0.0
DataChannels RatioConstant6 44	0.0
DataChannels RatioConstant6 440	0.0
DataChannels RatioConstant6 441	0.0
DataChannels RatioConstant6 442	0.0
DataChannels RatioConstant6 443	0.0
DataChannels RatioConstant6 444	0.0
DataChannels RatioConstant6 445	0.0
DataChannels RatioConstant6 446	0.0
DataChannels RatioConstant6 447	0.0
DataChannels RatioConstant6 448	0.0
DataChannels RatioConstant6 449	0.0
DataChannels RatioConstant6 45	0.0
DataChannels RatioConstant6 450	0.0
DataChannels RatioConstant6 451	0.0
DataChannels RatioConstant6 452	0.0
DataChannels RatioConstant6 453	0.0
DataChannels RatioConstant6 454	0.0
DataChannels RatioConstant6 455	0.0
DataChannels RatioConstant6 456	0.0
DataChannels RatioConstant6 46	0.0
DataChannels RatioConstant6 47	0.0
DataChannels RatioConstant6 48	0.0
DataChannels RatioConstant6 49	0.0
DataChannels RatioConstant6 5	0.0
DataChannels RatioConstant6 50	0.0
DataChannels RatioConstant6 51	0.0
DataChannels RatioConstant6 52	0.0
DataChannels RatioConstant6 53	0.0
DataChannels RatioConstant6 54	0.0
DataChannels RatioConstant6 55	0.0
DataChannels RatioConstant6 56	0.0
DataChannels RatioConstant6 57	0.0
DataChannels RatioConstant6 58	0.0
DataChannels RatioConstant6 59	0.0
DataChannels RatioConstant6 6	0.0
DataChannels RatioConstant6 60	0.0
DataChannels RatioConstant6 61	0.0
DataChannels RatioConstant6 62	0.0
DataChannels RatioConstant6 63	0.0
DataChannels RatioConstant6 64	0.0
DataChannels RatioConstant6 65	0.0
DataChannels RatioConstant6 66	0.0
DataChannels RatioConstant6 67	0.0
DataChannels RatioConstant6 68	0.0
DataChannels RatioConstant6 69	0.0
DataChannels RatioConstant6 7	0.0
DataChannels RatioConstant6 70	0.0
DataChannels RatioConstant6 71	0.0
DataChannels RatioConstant6 72	0.0
DataChannels RatioConstant6 73	0.0
DataChannels RatioConstant6 74	0.0
DataChannels RatioConstant6 75	0.0
DataChannels RatioConstant6 76	0.0
DataChannels RatioConstant6 77	0.0
DataChannels RatioConstant6 78	0.0
DataChannels RatioConstant6 79	0.0
DataChannels RatioConstant6 8	0.0
DataChannels RatioConstant6 80	0.0
DataChannels RatioConstant6 81	0.0
DataChannels RatioConstant6 82	0.0
DataChannels RatioConstant6 83	0.0
DataChannels RatioConstant6 84	0.0
DataChannels RatioConstant6 85	0.0
DataChannels RatioConstant6 86	0.0
DataChannels RatioConstant6 87	0.0
DataChannels RatioConstant6 88	0.0
DataChannels RatioConstant6 89	0.0
DataChannels RatioConstant6 9	0.0
DataChannels RatioConstant6 90	0.0
DataChannels RatioConstant6 91	0.0
DataChannels RatioConstant6 92	0.0
DataChannels RatioConstant6 93	0.0
DataChannels RatioConstant6 94	0.0
DataChannels RatioConstant6 95	0.0
DataChannels RatioConstant6 96	0.0
DataChannels RatioConstant6 97	0.0
DataChannels RatioConstant6 98	0.0
DataChannels RatioConstant6 99	0.0
DataChannels RatioTrack1 1	0
DataChannels RatioTrack1 10	0
DataChannels RatioTrack1 100	0
DataChannels RatioTrack1 101	0
DataChannels RatioTrack1 102	0
DataChannels RatioTrack1 103	0
DataChannels RatioTrack1 104	0
DataChannels RatioTrack1 105	0
DataChannels RatioTrack1 106	0
DataChannels RatioTrack1 107	0
DataChannels RatioTrack1 108	0
DataChannels RatioTrack1 109	0
DataChannels RatioTrack1 11	0
DataChannels RatioTrack1 110	0
DataChannels RatioTrack1 111	0
DataChannels RatioTrack1 112	0
DataChannels RatioTrack1 113	0
DataChannels RatioTrack1 114	0
DataChannels RatioTrack1 115	0
DataChannels RatioTrack1 116	0
DataChannels RatioTrack1 117	0
DataChannels RatioTrack1 118	0
DataChannels RatioTrack1 119	0
DataChannels RatioTrack1 12	0
DataChannels RatioTrack1 120	0
DataChannels RatioTrack1 121	0
DataChannels RatioTrack1 122	0
DataChannels RatioTrack1 123	0
DataChannels RatioTrack1 124	0
DataChannels RatioTrack1 125	0
DataChannels RatioTrack1 126	0
DataChannels RatioTrack1 127	0
DataChannels RatioTrack1 128	0
DataChannels RatioTrack1 129	0
DataChannels RatioTrack1 13	0
DataChannels RatioTrack1 130	0
DataChannels RatioTrack1 131	0
DataChannels RatioTrack1 132	0
DataChannels RatioTrack1 133	0
DataChannels RatioTrack1 134	0
DataChannels RatioTrack1 135	0
DataChannels RatioTrack1 136	0
DataChannels RatioTrack1 137	0
DataChannels RatioTrack1 138	0
DataChannels RatioTrack1 139	0
DataChannels RatioTrack1 14	0
DataChannels RatioTrack1 140	0
DataChannels RatioTrack1 141	0
DataChannels RatioTrack1 142	0
DataChannels RatioTrack1 143	0
DataChannels RatioTrack1 144	0
DataChannels RatioTrack1 145	0
DataChannels RatioTrack1 146	0
DataChannels RatioTrack1 147	0
DataChannels RatioTrack1 148	0
DataChannels RatioTrack1 149	0
DataChannels RatioTrack1 15	0
DataChannels RatioTrack1 150	0
DataChannels RatioTrack1 151	0
DataChannels RatioTrack1 152	0
DataChannels RatioTrack1 153	0
DataChannels RatioTrack1 154	0
DataChannels RatioTrack1 155	0
DataChannels RatioTrack1 156	0
DataChannels RatioTrack1 157	0
DataChannels RatioTrack1 158	0
DataChannels RatioTrack1 159	0
DataChannels RatioTrack1 16	0
DataChannels RatioTrack1 160	0
DataChannels RatioTrack1 161	0
DataChannels RatioTrack1 162	0
DataChannels RatioTrack1 163	0
DataChannels RatioTrack1 164	0
DataChannels RatioTrack1 165	0
DataChannels RatioTrack1 166	0
DataChannels RatioTrack1 167	0
DataChannels RatioTrack1 168	0
DataChannels RatioTrack1 169	0
DataChannels RatioTrack1 17	0
DataChannels RatioTrack1 170	0
DataChannels RatioTrack1 171	0
DataChannels RatioTrack1 172	0
DataChannels RatioTrack1 173	0
DataChannels RatioTrack1 174	0
DataChannels RatioTrack1 175	0
DataChannels RatioTrack1 176	0
DataChannels RatioTrack1 177	0
DataChannels RatioTrack1 178	0
DataChannels RatioTrack1 179	0
DataChannels RatioTrack1 18	0
DataChannels RatioTrack1 180	0
DataChannels RatioTrack1 181	0
DataChannels RatioTrack1 182	0
DataChannels RatioTrack1 183	0
DataChannels RatioTrack1 184	0
DataChannels RatioTrack1 185	0
DataChannels RatioTrack1 186	0
DataChannels RatioTrack1 187	0
DataChannels RatioTrack1 188	0
DataChannels RatioTrack1 189	0
DataChannels RatioTrack1 19	0
DataChannels RatioTrack1 190	0
DataChannels RatioTrack1 191	0
DataChannels RatioTrack1 192	0
DataChannels RatioTrack1 193	0
DataChannels RatioTrack1 194	0
DataChannels RatioTrack1 195	0
DataChannels RatioTrack1 196	0
DataChannels RatioTrack1 197	0
DataChannels RatioTrack1 198	0
DataChannels RatioTrack1 199	0
DataChannels RatioTrack1 2	0
DataChannels RatioTrack1 20	0
DataChannels RatioTrack1 200	0
DataChannels RatioTrack1 201	0
DataChannels RatioTrack1 202	0
DataChannels RatioTrack1 203	0
DataChannels RatioTrack1 204	0
DataChannels RatioTrack1 205	0
DataChannels RatioTrack1 206	0
DataChannels RatioTrack1 207	0
DataChannels RatioTrack1 208	0
DataChannels RatioTrack1 209	0
DataChannels RatioTrack1 21	0
DataChannels RatioTrack1 210	0
DataChannels RatioTrack1 211	0
DataChannels RatioTrack1 212	0
DataChannels RatioTrack1 213	0
DataChannels RatioTrack1 214	0
DataChannels RatioTrack1 215	0
DataChannels RatioTrack1 216	0
DataChannels RatioTrack1 217	0
DataChannels RatioTrack1 218	0
DataChannels RatioTrack1 219	0
DataChannels RatioTrack1 22	0
DataChannels RatioTrack1 220	0
DataChannels RatioTrack1 221	0
DataChannels RatioTrack1 222	0
DataChannels RatioTrack1 223	0
DataChannels RatioTrack1 224	0
DataChannels RatioTrack1 225	0
DataChannels RatioTrack1 226	0
DataChannels RatioTrack1 227	0
DataChannels RatioTrack1 228	0
DataChannels RatioTrack1 229	0
DataChannels RatioTrack1 23	0
DataChannels RatioTrack1 230	0
DataChannels RatioTrack1 231	0
DataChannels RatioTrack1 232	0
DataChannels RatioTrack1 233	0
DataChannels RatioTrack1 234	0
DataChannels RatioTrack1 235	0
DataChannels RatioTrack1 236	0
DataChannels RatioTrack1 237	0
DataChannels RatioTrack1 238	0
DataChannels RatioTrack1 239	0
DataChannels RatioTrack1 24	0
DataChannels RatioTrack1 240	0
DataChannels RatioTrack1 241	0
DataChannels RatioTrack1 242	0
DataChannels RatioTrack1 243	0
DataChannels RatioTrack1 244	0
DataChannels RatioTrack1 245	0
DataChannels RatioTrack1 246	0
DataChannels RatioTrack1 247	0
DataChannels RatioTrack1 248	0
DataChannels RatioTrack1 249	0
DataChannels RatioTrack1 25	0
DataChannels RatioTrack1 250	0
DataChannels RatioTrack1 251	0
DataChannels RatioTrack1 252	0
DataChannels RatioTrack1 253	0
DataChannels RatioTrack1 254	0
DataChannels RatioTrack1 255	0
DataChannels RatioTrack1 256	0
DataChannels RatioTrack1 257	0
DataChannels RatioTrack1 258	0
DataChannels RatioTrack1 259	0
DataChannels RatioTrack1 26	0
DataChannels RatioTrack1 260	0
DataChannels RatioTrack1 261	0
DataChannels RatioTrack1 262	0
DataChannels RatioTrack1 263	0
DataChannels RatioTrack1 264	0
DataChannels RatioTrack1 265	0
DataChannels RatioTrack1 266	0
DataChannels RatioTrack1 267	0
DataChannels RatioTrack1 268	0
DataChannels RatioTrack1 269	0
DataChannels RatioTrack1 27	0
DataChannels RatioTrack1 270	0
DataChannels RatioTrack1 271	0
DataChannels RatioTrack1 272	0
DataChannels RatioTrack1 273	0
DataChannels RatioTrack1 274	0
DataChannels RatioTrack1 275	0
DataChannels RatioTrack1 276	0
DataChannels RatioTrack1 277	0
DataChannels RatioTrack1 278	0
DataChannels RatioTrack1 279	0
DataChannels RatioTrack1 28	0
DataChannels RatioTrack1 280	0
DataChannels RatioTrack1 281	0
DataChannels RatioTrack1 282	0
DataChannels RatioTrack1 283	0
DataChannels RatioTrack1 284	0
DataChannels RatioTrack1 285	0
DataChannels RatioTrack1 286	0
DataChannels RatioTrack1 287	0
DataChannels RatioTrack1 288	0
DataChannels RatioTrack1 289	0
DataChannels RatioTrack1 29	0
DataChannels RatioTrack1 290	0
DataChannels RatioTrack1 291	0
DataChannels RatioTrack1 292	0
DataChannels RatioTrack1 293	0
DataChannels RatioTrack1 294	0
DataChannels RatioTrack1 295	0
DataChannels RatioTrack1 296	0
DataChannels RatioTrack1 297	0
DataChannels RatioTrack1 298	0
DataChannels RatioTrack1 299	0
DataChannels RatioTrack1 3	0
DataChannels RatioTrack1 30	0
DataChannels RatioTrack1 300	0
DataChannels RatioTrack1 301	0
DataChannels RatioTrack1 302	0
DataChannels RatioTrack1 303	0
DataChannels RatioTrack1 304	0
DataChannels RatioTrack1 305	0
DataChannels RatioTrack1 306	0
DataChannels RatioTrack1 307	0
DataChannels RatioTrack1 308	0
DataChannels RatioTrack1 309	0
DataChannels RatioTrack1 31	0
DataChannels RatioTrack1 310	0
DataChannels RatioTrack1 311	0
DataChannels RatioTrack1 312	0
DataChannels RatioTrack1 313	0
DataChannels RatioTrack1 314	0
DataChannels RatioTrack1 315	0
DataChannels RatioTrack1 316	0
DataChannels RatioTrack1 317	0
DataChannels RatioTrack1 318	0
DataChannels RatioTrack1 319	0
DataChannels RatioTrack1 32	0
DataChannels RatioTrack1 320	0
DataChannels RatioTrack1 321	0
DataChannels RatioTrack1 322	0
DataChannels RatioTrack1 323	0
DataChannels RatioTrack1 324	0
DataChannels RatioTrack1 325	0
DataChannels RatioTrack1 326	0
DataChannels RatioTrack1 327	0
DataChannels RatioTrack1 328	0
DataChannels RatioTrack1 329	0
DataChannels RatioTrack1 33	0
DataChannels RatioTrack1 330	0
DataChannels RatioTrack1 331	0
DataChannels RatioTrack1 332	0
DataChannels RatioTrack1 333	0
DataChannels RatioTrack1 334	0
DataChannels RatioTrack1 335	0
DataChannels RatioTrack1 336	0
DataChannels RatioTrack1 337	0
DataChannels RatioTrack1 338	0
DataChannels RatioTrack1 339	0
DataChannels RatioTrack1 34	0
DataChannels RatioTrack1 340	0
DataChannels RatioTrack1 341	0
DataChannels RatioTrack1 342	0
DataChannels RatioTrack1 343	0
DataChannels RatioTrack1 344	0
DataChannels RatioTrack1 345	0
DataChannels RatioTrack1 346	0
DataChannels RatioTrack1 347	0
DataChannels RatioTrack1 348	0
DataChannels RatioTrack1 349	0
DataChannels RatioTrack1 35	0
DataChannels RatioTrack1 350	0
DataChannels RatioTrack1 351	0
DataChannels RatioTrack1 352	0
DataChannels RatioTrack1 353	0
DataChannels RatioTrack1 354	0
DataChannels RatioTrack1 355	0
DataChannels RatioTrack1 356	0
DataChannels RatioTrack1 357	0
DataChannels RatioTrack1 358	0
DataChannels RatioTrack1 359	0
DataChannels RatioTrack1 36	0
DataChannels RatioTrack1 360	0
DataChannels RatioTrack1 361	0
DataChannels RatioTrack1 362	0
DataChannels RatioTrack1 363	0
DataChannels RatioTrack1 364	0
DataChannels RatioTrack1 365	0
DataChannels RatioTrack1 366	0
DataChannels RatioTrack1 367	0
DataChannels RatioTrack1 368	0
DataChannels RatioTrack1 369	0
DataChannels RatioTrack1 37	0
DataChannels RatioTrack1 370	0
DataChannels RatioTrack1 371	0
DataChannels RatioTrack1 372	0
DataChannels RatioTrack1 373	0
DataChannels RatioTrack1 374	0
DataChannels RatioTrack1 375	0
DataChannels RatioTrack1 376	0
DataChannels RatioTrack1 377	0
DataChannels RatioTrack1 378	0
DataChannels RatioTrack1 379	0
DataChannels RatioTrack1 38	0
DataChannels RatioTrack1 380	0
DataChannels RatioTrack1 381	0
DataChannels RatioTrack1 382	0
DataChannels RatioTrack1 383	0
DataChannels RatioTrack1 384	0
DataChannels RatioTrack1 385	0
DataChannels RatioTrack1 386	0
DataChannels RatioTrack1 387	0
DataChannels RatioTrack1 388	0
DataChannels RatioTrack1 389	0
DataChannels RatioTrack1 39	0
DataChannels RatioTrack1 390	0
DataChannels RatioTrack1 391	0
DataChannels RatioTrack1 392	0
DataChannels RatioTrack1 393	0
DataChannels RatioTrack1 394	0
DataChannels RatioTrack1 395	0
DataChannels RatioTrack1 396	0
DataChannels RatioTrack1 397	0
DataChannels RatioTrack1 398	0
DataChannels RatioTrack1 399	0
DataChannels RatioTrack1 4	0
DataChannels RatioTrack1 40	0
DataChannels RatioTrack1 400	0
DataChannels RatioTrack1 401	0
DataChannels RatioTrack1 402	0
DataChannels RatioTrack1 403	0
DataChannels RatioTrack1 404	0
DataChannels RatioTrack1 405	0
DataChannels RatioTrack1 406	0
DataChannels RatioTrack1 407	0
DataChannels RatioTrack1 408	0
DataChannels RatioTrack1 409	0
DataChannels RatioTrack1 41	0
DataChannels RatioTrack1 410	0
DataChannels RatioTrack1 411	0
DataChannels RatioTrack1 412	0
DataChannels RatioTrack1 413	0
DataChannels RatioTrack1 414	0
DataChannels RatioTrack1 415	0
DataChannels RatioTrack1 416	0
DataChannels RatioTrack1 417	0
DataChannels RatioTrack1 418	0
DataChannels RatioTrack1 419	0
DataChannels RatioTrack1 42	0
DataChannels RatioTrack1 420	0
DataChannels RatioTrack1 421	0
DataChannels RatioTrack1 422	0
DataChannels RatioTrack1 423	0
DataChannels RatioTrack1 424	0
DataChannels RatioTrack1 425	0
DataChannels RatioTrack1 426	0
DataChannels RatioTrack1 427	0
DataChannels RatioTrack1 428	0
DataChannels RatioTrack1 429	0
DataChannels RatioTrack1 43	0
DataChannels RatioTrack1 430	0
DataChannels RatioTrack1 431	0
DataChannels RatioTrack1 432	0
DataChannels RatioTrack1 433	0
DataChannels RatioTrack1 434	0
DataChannels RatioTrack1 435	0
DataChannels RatioTrack1 436	0
DataChannels RatioTrack1 437	0
DataChannels RatioTrack1 438	0
DataChannels RatioTrack1 439	0
DataChannels RatioTrack1 44	0
DataChannels RatioTrack1 440	0
DataChannels RatioTrack1 441	0
DataChannels RatioTrack1 442	0
DataChannels RatioTrack1 443	0
DataChannels RatioTrack1 444	0
DataChannels RatioTrack1 445	0
DataChannels RatioTrack1 446	0
DataChannels RatioTrack1 447	0
DataChannels RatioTrack1 448	0
DataChannels RatioTrack1 449	0
DataChannels RatioTrack1 45	0
DataChannels RatioTrack1 450	0
DataChannels RatioTrack1 451	0
DataChannels RatioTrack1 452	0
DataChannels RatioTrack1 453	0
DataChannels RatioTrack1 454	0
DataChannels RatioTrack1 455	0
DataChannels RatioTrack1 456	0
DataChannels RatioTrack1 46	0
DataChannels RatioTrack1 47	0
DataChannels RatioTrack1 48	0
DataChannels RatioTrack1 49	0
DataChannels RatioTrack1 5	0
DataChannels RatioTrack1 50	0
DataChannels RatioTrack1 51	0
DataChannels RatioTrack1 52	0
DataChannels RatioTrack1 53	0
DataChannels RatioTrack1 54	0
DataChannels RatioTrack1 55	0
DataChannels RatioTrack1 56	0
DataChannels RatioTrack1 57	0
DataChannels RatioTrack1 58	0
DataChannels RatioTrack1 59	0
DataChannels RatioTrack1 6	0
DataChannels RatioTrack1 60	0
DataChannels RatioTrack1 61	0
DataChannels RatioTrack1 62	0
DataChannels RatioTrack1 63	0
DataChannels RatioTrack1 64	0
DataChannels RatioTrack1 65	0
DataChannels RatioTrack1 66	0
DataChannels RatioTrack1 67	0
DataChannels RatioTrack1 68	0
DataChannels RatioTrack1 69	0
DataChannels RatioTrack1 7	0
DataChannels RatioTrack1 70	0
DataChannels RatioTrack1 71	0
DataChannels RatioTrack1 72	0
DataChannels RatioTrack1 73	0
DataChannels RatioTrack1 74	0
DataChannels RatioTrack1 75	0
DataChannels RatioTrack1 76	0
DataChannels RatioTrack1 77	0
DataChannels RatioTrack1 78	0
DataChannels RatioTrack1 79	0
DataChannels RatioTrack1 8	0
DataChannels RatioTrack1 80	0
DataChannels RatioTrack1 81	0
DataChannels RatioTrack1 82	0
DataChannels RatioTrack1 83	0
DataChannels RatioTrack1 84	0
DataChannels RatioTrack1 85	0
DataChannels RatioTrack1 86	0
DataChannels RatioTrack1 87	0
DataChannels RatioTrack1 88	0
DataChannels RatioTrack1 89	0
DataChannels RatioTrack1 9	0
DataChannels RatioTrack1 90	0
DataChannels RatioTrack1 91	0
DataChannels RatioTrack1 92	0
DataChannels RatioTrack1 93	0
DataChannels RatioTrack1 94	0
DataChannels RatioTrack1 95	0
DataChannels RatioTrack1 96	0
DataChannels RatioTrack1 97	0
DataChannels RatioTrack1 98	0
DataChannels RatioTrack1 99	0
DataChannels RatioTrack2 1	0
DataChannels RatioTrack2 10	0
DataChannels RatioTrack2 100	0
DataChannels RatioTrack2 101	0
DataChannels RatioTrack2 102	0
DataChannels RatioTrack2 103	0
DataChannels RatioTrack2 104	0
DataChannels RatioTrack2 105	0
DataChannels RatioTrack2 106	0
DataChannels RatioTrack2 107	0
DataChannels RatioTrack2 108	0
DataChannels RatioTrack2 109	0
DataChannels RatioTrack2 11	0
DataChannels RatioTrack2 110	0
DataChannels RatioTrack2 111	0
DataChannels RatioTrack2 112	0
DataChannels RatioTrack2 113	0
DataChannels RatioTrack2 114	0
DataChannels RatioTrack2 115	0
DataChannels RatioTrack2 116	0
DataChannels RatioTrack2 117	0
DataChannels RatioTrack2 118	0
DataChannels RatioTrack2 119	0
DataChannels RatioTrack2 12	0
DataChannels RatioTrack2 120	0
DataChannels RatioTrack2 121	0
DataChannels RatioTrack2 122	0
DataChannels RatioTrack2 123	0
DataChannels RatioTrack2 124	0
DataChannels RatioTrack2 125	0
DataChannels RatioTrack2 126	0
DataChannels RatioTrack2 127	0
DataChannels RatioTrack2 128	0
DataChannels RatioTrack2 129	0
DataChannels RatioTrack2 13	0
DataChannels RatioTrack2 130	0
DataChannels RatioTrack2 131	0
DataChannels RatioTrack2 132	0
DataChannels RatioTrack2 133	0
DataChannels RatioTrack2 134	0
DataChannels RatioTrack2 135	0
DataChannels RatioTrack2 136	0
DataChannels RatioTrack2 137	0
DataChannels RatioTrack2 138	0
DataChannels RatioTrack2 139	0
DataChannels RatioTrack2 14	0
DataChannels RatioTrack2 140	0
DataChannels RatioTrack2 141	0
DataChannels RatioTrack2 142	0
DataChannels RatioTrack2 143	0
DataChannels RatioTrack2 144	0
DataChannels RatioTrack2 145	0
DataChannels RatioTrack2 146	0
DataChannels RatioTrack2 147	0
DataChannels RatioTrack2 148	0
DataChannels RatioTrack2 149	0
DataChannels RatioTrack2 15	0
DataChannels RatioTrack2 150	0
DataChannels RatioTrack2 151	0
DataChannels RatioTrack2 152	0
DataChannels RatioTrack2 153	0
DataChannels RatioTrack2 154	0
DataChannels RatioTrack2 155	0
DataChannels RatioTrack2 156	0
DataChannels RatioTrack2 157	0
DataChannels RatioTrack2 158	0
DataChannels RatioTrack2 159	0
DataChannels RatioTrack2 16	0
DataChannels RatioTrack2 160	0
DataChannels RatioTrack2 161	0
DataChannels RatioTrack2 162	0
DataChannels RatioTrack2 163	0
DataChannels RatioTrack2 164	0
DataChannels RatioTrack2 165	0
DataChannels RatioTrack2 166	0
DataChannels RatioTrack2 167	0
DataChannels RatioTrack2 168	0
DataChannels RatioTrack2 169	0
DataChannels RatioTrack2 17	0
DataChannels RatioTrack2 170	0
DataChannels RatioTrack2 171	0
DataChannels RatioTrack2 172	0
DataChannels RatioTrack2 173	0
DataChannels RatioTrack2 174	0
DataChannels RatioTrack2 175	0
DataChannels RatioTrack2 176	0
DataChannels RatioTrack2 177	0
DataChannels RatioTrack2 178	0
DataChannels RatioTrack2 179	0
DataChannels RatioTrack2 18	0
DataChannels RatioTrack2 180	0
DataChannels RatioTrack2 181	0
DataChannels RatioTrack2 182	0
DataChannels RatioTrack2 183	0
DataChannels RatioTrack2 184	0
DataChannels RatioTrack2 185	0
DataChannels RatioTrack2 186	0
DataChannels RatioTrack2 187	0
DataChannels RatioTrack2 188	0
DataChannels RatioTrack2 189	0
DataChannels RatioTrack2 19	0
DataChannels RatioTrack2 190	0
DataChannels RatioTrack2 191	0
DataChannels RatioTrack2 192	0
DataChannels RatioTrack2 193	0
DataChannels RatioTrack2 194	0
DataChannels RatioTrack2 195	0
DataChannels RatioTrack2 196	0
DataChannels RatioTrack2 197	0
DataChannels RatioTrack2 198	0
DataChannels RatioTrack2 199	0
DataChannels RatioTrack2 2	0
DataChannels RatioTrack2 20	0
DataChannels RatioTrack2 200	0
DataChannels RatioTrack2 201	0
DataChannels RatioTrack2 202	0
DataChannels RatioTrack2 203	0
DataChannels RatioTrack2 204	0
DataChannels RatioTrack2 205	0
DataChannels RatioTrack2 206	0
DataChannels RatioTrack2 207	0
DataChannels RatioTrack2 208	0
DataChannels RatioTrack2 209	0
DataChannels RatioTrack2 21	0
DataChannels RatioTrack2 210	0
DataChannels RatioTrack2 211	0
DataChannels RatioTrack2 212	0
DataChannels RatioTrack2 213	0
DataChannels RatioTrack2 214	0
DataChannels RatioTrack2 215	0
DataChannels RatioTrack2 216	0
DataChannels RatioTrack2 217	0
DataChannels RatioTrack2 218	0
DataChannels RatioTrack2 219	0
DataChannels RatioTrack2 22	0
DataChannels RatioTrack2 220	0
DataChannels RatioTrack2 221	0
DataChannels RatioTrack2 222	0
DataChannels RatioTrack2 223	0
DataChannels RatioTrack2 224	0
DataChannels RatioTrack2 225	0
DataChannels RatioTrack2 226	0
DataChannels RatioTrack2 227	0
DataChannels RatioTrack2 228	0
DataChannels RatioTrack2 229	0
DataChannels RatioTrack2 23	0
DataChannels RatioTrack2 230	0
DataChannels RatioTrack2 231	0
DataChannels RatioTrack2 232	0
DataChannels RatioTrack2 233	0
DataChannels RatioTrack2 234	0
DataChannels RatioTrack2 235	0
DataChannels RatioTrack2 236	0
DataChannels RatioTrack2 237	0
DataChannels RatioTrack2 238	0
DataChannels RatioTrack2 239	0
DataChannels RatioTrack2 24	0
DataChannels RatioTrack2 240	0
DataChannels RatioTrack2 241	0
DataChannels RatioTrack2 242	0
DataChannels RatioTrack2 243	0
DataChannels RatioTrack2 244	0
DataChannels RatioTrack2 245	0
DataChannels RatioTrack2 246	0
DataChannels RatioTrack2 247	0
DataChannels RatioTrack2 248	0
DataChannels RatioTrack2 249	0
DataChannels RatioTrack2 25	0
DataChannels RatioTrack2 250	0
DataChannels RatioTrack2 251	0
DataChannels RatioTrack2 252	0
DataChannels RatioTrack2 253	0
DataChannels RatioTrack2 254	0
DataChannels RatioTrack2 255	0
DataChannels RatioTrack2 256	0
DataChannels RatioTrack2 257	0
DataChannels RatioTrack2 258	0
DataChannels RatioTrack2 259	0
DataChannels RatioTrack2 26	0
DataChannels RatioTrack2 260	0
DataChannels RatioTrack2 261	0
DataChannels RatioTrack2 262	0
DataChannels RatioTrack2 263	0
DataChannels RatioTrack2 264	0
DataChannels RatioTrack2 265	0
DataChannels RatioTrack2 266	0
DataChannels RatioTrack2 267	0
DataChannels RatioTrack2 268	0
DataChannels RatioTrack2 269	0
DataChannels RatioTrack2 27	0
DataChannels RatioTrack2 270	0
DataChannels RatioTrack2 271	0
DataChannels RatioTrack2 272	0
DataChannels RatioTrack2 273	0
DataChannels RatioTrack2 274	0
DataChannels RatioTrack2 275	0
DataChannels RatioTrack2 276	0
DataChannels RatioTrack2 277	0
DataChannels RatioTrack2 278	0
DataChannels RatioTrack2 279	0
DataChannels RatioTrack2 28	0
DataChannels RatioTrack2 280	0
DataChannels RatioTrack2 281	0
DataChannels RatioTrack2 282	0
DataChannels RatioTrack2 283	0
DataChannels RatioTrack2 284	0
DataChannels RatioTrack2 285	0
DataChannels RatioTrack2 286	0
DataChannels RatioTrack2 287	0
DataChannels RatioTrack2 288	0
DataChannels RatioTrack2 289	0
DataChannels RatioTrack2 29	0
DataChannels RatioTrack2 290	0
DataChannels RatioTrack2 291	0
DataChannels RatioTrack2 292	0
DataChannels RatioTrack2 293	0
DataChannels RatioTrack2 294	0
DataChannels RatioTrack2 295	0
DataChannels RatioTrack2 296	0
DataChannels RatioTrack2 297	0
DataChannels RatioTrack2 298	0
DataChannels RatioTrack2 299	0
DataChannels RatioTrack2 3	0
DataChannels RatioTrack2 30	0
DataChannels RatioTrack2 300	0
DataChannels RatioTrack2 301	0
DataChannels RatioTrack2 302	0
DataChannels RatioTrack2 303	0
DataChannels RatioTrack2 304	0
DataChannels RatioTrack2 305	0
DataChannels RatioTrack2 306	0
DataChannels RatioTrack2 307	0
DataChannels RatioTrack2 308	0
DataChannels RatioTrack2 309	0
DataChannels RatioTrack2 31	0
DataChannels RatioTrack2 310	0
DataChannels RatioTrack2 311	0
DataChannels RatioTrack2 312	0
DataChannels RatioTrack2 313	0
DataChannels RatioTrack2 314	0
DataChannels RatioTrack2 315	0
DataChannels RatioTrack2 316	0
DataChannels RatioTrack2 317	0
DataChannels RatioTrack2 318	0
DataChannels RatioTrack2 319	0
DataChannels RatioTrack2 32	0
DataChannels RatioTrack2 320	0
DataChannels RatioTrack2 321	0
DataChannels RatioTrack2 322	0
DataChannels RatioTrack2 323	0
DataChannels RatioTrack2 324	0
DataChannels RatioTrack2 325	0
DataChannels RatioTrack2 326	0
DataChannels RatioTrack2 327	0
DataChannels RatioTrack2 328	0
DataChannels RatioTrack2 329	0
DataChannels RatioTrack2 33	0
DataChannels RatioTrack2 330	0
DataChannels RatioTrack2 331	0
DataChannels RatioTrack2 332	0
DataChannels RatioTrack2 333	0
DataChannels RatioTrack2 334	0
DataChannels RatioTrack2 335	0
DataChannels RatioTrack2 336	0
DataChannels RatioTrack2 337	0
DataChannels RatioTrack2 338	0
DataChannels RatioTrack2 339	0
DataChannels RatioTrack2 34	0
DataChannels RatioTrack2 340	0
DataChannels RatioTrack2 341	0
DataChannels RatioTrack2 342	0
DataChannels RatioTrack2 343	0
DataChannels RatioTrack2 344	0
DataChannels RatioTrack2 345	0
DataChannels RatioTrack2 346	0
DataChannels RatioTrack2 347	0
DataChannels RatioTrack2 348	0
DataChannels RatioTrack2 349	0
DataChannels RatioTrack2 35	0
DataChannels RatioTrack2 350	0
DataChannels RatioTrack2 351	0
DataChannels RatioTrack2 352	0
DataChannels RatioTrack2 353	0
DataChannels RatioTrack2 354	0
DataChannels RatioTrack2 355	0
DataChannels RatioTrack2 356	0
DataChannels RatioTrack2 357	0
DataChannels RatioTrack2 358	0
DataChannels RatioTrack2 359	0
DataChannels RatioTrack2 36	0
DataChannels RatioTrack2 360	0
DataChannels RatioTrack2 361	0
DataChannels RatioTrack2 362	0
DataChannels RatioTrack2 363	0
DataChannels RatioTrack2 364	0
DataChannels RatioTrack2 365	0
DataChannels RatioTrack2 366	0
DataChannels RatioTrack2 367	0
DataChannels RatioTrack2 368	0
DataChannels RatioTrack2 369	0
DataChannels RatioTrack2 37	0
DataChannels RatioTrack2 370	0
DataChannels RatioTrack2 371	0
DataChannels RatioTrack2 372	0
DataChannels RatioTrack2 373	0
DataChannels RatioTrack2 374	0
DataChannels RatioTrack2 375	0
DataChannels RatioTrack2 376	0
DataChannels RatioTrack2 377	0
DataChannels RatioTrack2 378	0
DataChannels RatioTrack2 379	0
DataChannels RatioTrack2 38	0
DataChannels RatioTrack2 380	0
DataChannels RatioTrack2 381	0
DataChannels RatioTrack2 382	0
DataChannels RatioTrack2 383	0
DataChannels RatioTrack2 384	0
DataChannels RatioTrack2 385	0
DataChannels RatioTrack2 386	0
DataChannels RatioTrack2 387	0
DataChannels RatioTrack2 388	0
DataChannels RatioTrack2 389	0
DataChannels RatioTrack2 39	0
DataChannels RatioTrack2 390	0
DataChannels RatioTrack2 391	0
DataChannels RatioTrack2 392	0
DataChannels RatioTrack2 393	0
DataChannels RatioTrack2 394	0
DataChannels RatioTrack2 395	0
DataChannels RatioTrack2 396	0
DataChannels RatioTrack2 397	0
DataChannels RatioTrack2 398	0
DataChannels RatioTrack2 399	0
DataChannels RatioTrack2 4	0
DataChannels RatioTrack2 40	0
DataChannels RatioTrack2 400	0
DataChannels RatioTrack2 401	0
DataChannels RatioTrack2 402	0
DataChannels RatioTrack2 403	0
DataChannels RatioTrack2 404	0
DataChannels RatioTrack2 405	0
DataChannels RatioTrack2 406	0
DataChannels RatioTrack2 407	0
DataChannels RatioTrack2 408	0
DataChannels RatioTrack2 409	0
DataChannels RatioTrack2 41	0
DataChannels RatioTrack2 410	0
DataChannels RatioTrack2 411	0
DataChannels RatioTrack2 412	0
DataChannels RatioTrack2 413	0
DataChannels RatioTrack2 414	0
DataChannels RatioTrack2 415	0
DataChannels RatioTrack2 416	0
DataChannels RatioTrack2 417	0
DataChannels RatioTrack2 418	0
DataChannels RatioTrack2 419	0
DataChannels RatioTrack2 42	0
DataChannels RatioTrack2 420	0
DataChannels RatioTrack2 421	0
DataChannels RatioTrack2 422	0
DataChannels RatioTrack2 423	0
DataChannels RatioTrack2 424	0
DataChannels RatioTrack2 425	0
DataChannels RatioTrack2 426	0
DataChannels RatioTrack2 427	0
DataChannels RatioTrack2 428	0
DataChannels RatioTrack2 429	0
DataChannels RatioTrack2 43	0
DataChannels RatioTrack2 430	0
DataChannels RatioTrack2 431	0
DataChannels RatioTrack2 432	0
DataChannels RatioTrack2 433	0
DataChannels RatioTrack2 434	0
DataChannels RatioTrack2 435	0
DataChannels RatioTrack2 436	0
DataChannels RatioTrack2 437	0
DataChannels RatioTrack2 438	0
DataChannels RatioTrack2 439	0
DataChannels RatioTrack2 44	0
DataChannels RatioTrack2 440	0
DataChannels RatioTrack2 441	0
DataChannels RatioTrack2 442	0
DataChannels RatioTrack2 443	0
DataChannels RatioTrack2 444	0
DataChannels RatioTrack2 445	0
DataChannels RatioTrack2 446	0
DataChannels RatioTrack2 447	0
DataChannels RatioTrack2 448	0
DataChannels RatioTrack2 449	0
DataChannels RatioTrack2 45	0
DataChannels RatioTrack2 450	0
DataChannels RatioTrack2 451	0
DataChannels RatioTrack2 452	0
DataChannels RatioTrack2 453	0
DataChannels RatioTrack2 454	0
DataChannels RatioTrack2 455	0
DataChannels RatioTrack2 456	0
DataChannels RatioTrack2 46	0
DataChannels RatioTrack2 47	0
DataChannels RatioTrack2 48	0
DataChannels RatioTrack2 49	0
DataChannels RatioTrack2 5	0
DataChannels RatioTrack2 50	0
DataChannels RatioTrack2 51	0
DataChannels RatioTrack2 52	0
DataChannels RatioTrack2 53	0
DataChannels RatioTrack2 54	0
DataChannels RatioTrack2 55	0
DataChannels RatioTrack2 56	0
DataChannels RatioTrack2 57	0
DataChannels RatioTrack2 58	0
DataChannels RatioTrack2 59	0
DataChannels RatioTrack2 6	0
DataChannels RatioTrack2 60	0
DataChannels RatioTrack2 61	0
DataChannels RatioTrack2 62	0
DataChannels RatioTrack2 63	0
DataChannels RatioTrack2 64	0
DataChannels RatioTrack2 65	0
DataChannels RatioTrack2 66	0
DataChannels RatioTrack2 67	0
DataChannels RatioTrack2 68	0
DataChannels RatioTrack2 69	0
DataChannels RatioTrack2 7	0
DataChannels RatioTrack2 70	0
DataChannels RatioTrack2 71	0
DataChannels RatioTrack2 72	0
DataChannels RatioTrack2 73	0
DataChannels RatioTrack2 74	0
DataChannels RatioTrack2 75	0
DataChannels RatioTrack2 76	0
DataChannels RatioTrack2 77	0
DataChannels RatioTrack2 78	0
DataChannels RatioTrack2 79	0
DataChannels RatioTrack2 8	0
DataChannels RatioTrack2 80	0
DataChannels RatioTrack2 81	0
DataChannels RatioTrack2 82	0
DataChannels RatioTrack2 83	0
DataChannels RatioTrack2 84	0
DataChannels RatioTrack2 85	0
DataChannels RatioTrack2 86	0
DataChannels RatioTrack2 87	0
DataChannels RatioTrack2 88	0
DataChannels RatioTrack2 89	0
DataChannels RatioTrack2 9	0
DataChannels RatioTrack2 90	0
DataChannels RatioTrack2 91	0
DataChannels RatioTrack2 92	0
DataChannels RatioTrack2 93	0
DataChannels RatioTrack2 94	0
DataChannels RatioTrack2 95	0
DataChannels RatioTrack2 96	0
DataChannels RatioTrack2 97	0
DataChannels RatioTrack2 98	0
DataChannels RatioTrack2 99	0
DataChannels RatioType 1	0
DataChannels RatioType 10	0
DataChannels RatioType 100	0
DataChannels RatioType 101	0
DataChannels RatioType 102	0
DataChannels RatioType 103	0
DataChannels RatioType 104	0
DataChannels RatioType 105	0
DataChannels RatioType 106	0
DataChannels RatioType 107	0
DataChannels RatioType 108	0
DataChannels RatioType 109	0
DataChannels RatioType 11	0
DataChannels RatioType 110	0
DataChannels RatioType 111	0
DataChannels RatioType 112	0
DataChannels RatioType 113	0
DataChannels RatioType 114	0
DataChannels RatioType 115	0
DataChannels RatioType 116	0
DataChannels RatioType 117	0
DataChannels RatioType 118	0
DataChannels RatioType 119	0
DataChannels RatioType 12	0
DataChannels RatioType 120	0
DataChannels RatioType 121	0
DataChannels RatioType 122	0
DataChannels RatioType 123	0
DataChannels RatioType 124	0
DataChannels RatioType 125	0
DataChannels RatioType 126	0
DataChannels RatioType 127	0
DataChannels RatioType 128	0
DataChannels RatioType 129	0
DataChannels RatioType 13	0
DataChannels RatioType 130	0
DataChannels RatioType 131	0
DataChannels RatioType 132	0
DataChannels RatioType 133	0
DataChannels RatioType 134	0
DataChannels RatioType 135	0
DataChannels RatioType 136	0
DataChannels RatioType 137	0
DataChannels RatioType 138	0
DataChannels RatioType 139	0
DataChannels RatioType 14	0
DataChannels RatioType 140	0
DataChannels RatioType 141	0
DataChannels RatioType 142	0
DataChannels RatioType 143	0
DataChannels RatioType 144	0
DataChannels RatioType 145	0
DataChannels RatioType 146	0
DataChannels RatioType 147	0
DataChannels RatioType 148	0
DataChannels RatioType 149	0
DataChannels RatioType 15	0
DataChannels RatioType 150	0
DataChannels RatioType 151	0
DataChannels RatioType 152	0
DataChannels RatioType 153	0
DataChannels RatioType 154	0
DataChannels RatioType 155	0
DataChannels RatioType 156	0
DataChannels RatioType 157	0
DataChannels RatioType 158	0
DataChannels RatioType 159	0
DataChannels RatioType 16	0
DataChannels RatioType 160	0
DataChannels RatioType 161	0
DataChannels RatioType 162	0
DataChannels RatioType 163	0
DataChannels RatioType 164	0
DataChannels RatioType 165	0
DataChannels RatioType 166	0
DataChannels RatioType 167	0
DataChannels RatioType 168	0
DataChannels RatioType 169	0
DataChannels RatioType 17	0
DataChannels RatioType 170	0
DataChannels RatioType 171	0
DataChannels RatioType 172	0
DataChannels RatioType 173	0
DataChannels RatioType 174	0
DataChannels RatioType 175	0
DataChannels RatioType 176	0
DataChannels RatioType 177	0
DataChannels RatioType 178	0
DataChannels RatioType 179	0
DataChannels RatioType 18	0
DataChannels RatioType 180	0
DataChannels RatioType 181	0
DataChannels RatioType 182	0
DataChannels RatioType 183	0
DataChannels RatioType 184	0
DataChannels RatioType 185	0
DataChannels RatioType 186	0
DataChannels RatioType 187	0
DataChannels RatioType 188	0
DataChannels RatioType 189	0
DataChannels RatioType 19	0
DataChannels RatioType 190	0
DataChannels RatioType 191	0
DataChannels RatioType 192	0
DataChannels RatioType 193	0
DataChannels RatioType 194	0
DataChannels RatioType 195	0
DataChannels RatioType 196	0
DataChannels RatioType 197	0
DataChannels RatioType 198	0
DataChannels RatioType 199	0
DataChannels RatioType 2	0
DataChannels RatioType 20	0
DataChannels RatioType 200	0
DataChannels RatioType 201	0
DataChannels RatioType 202	0
DataChannels RatioType 203	0
DataChannels RatioType 204	0
DataChannels RatioType 205	0
DataChannels RatioType 206	0
DataChannels RatioType 207	0
DataChannels RatioType 208	0
DataChannels RatioType 209	0
DataChannels RatioType 21	0
DataChannels RatioType 210	0
DataChannels RatioType 211	0
DataChannels RatioType 212	0
DataChannels RatioType 213	0
DataChannels RatioType 214	0
DataChannels RatioType 215	0
DataChannels RatioType 216	0
DataChannels RatioType 217	0
DataChannels RatioType 218	0
DataChannels RatioType 219	0
DataChannels RatioType 22	0
DataChannels RatioType 220	0
DataChannels RatioType 221	0
DataChannels RatioType 222	0
DataChannels RatioType 223	0
DataChannels RatioType 224	0
DataChannels RatioType 225	0
DataChannels RatioType 226	0
DataChannels RatioType 227	0
DataChannels RatioType 228	0
DataChannels RatioType 229	0
DataChannels RatioType 23	0
DataChannels RatioType 230	0
DataChannels RatioType 231	0
DataChannels RatioType 232	0
DataChannels RatioType 233	0
DataChannels RatioType 234	0
DataChannels RatioType 235	0
DataChannels RatioType 236	0
DataChannels RatioType 237	0
DataChannels RatioType 238	0
DataChannels RatioType 239	0
DataChannels RatioType 24	0
DataChannels RatioType 240	0
DataChannels RatioType 241	0
DataChannels RatioType 242	0
DataChannels RatioType 243	0
DataChannels RatioType 244	0
DataChannels RatioType 245	0
DataChannels RatioType 246	0
DataChannels RatioType 247	0
DataChannels RatioType 248	0
DataChannels RatioType 249	0
DataChannels RatioType 25	0
DataChannels RatioType 250	0
DataChannels RatioType 251	0
DataChannels RatioType 252	0
DataChannels RatioType 253	0
DataChannels RatioType 254	0
DataChannels RatioType 255	0
DataChannels RatioType 256	0
DataChannels RatioType 257	0
DataChannels RatioType 258	0
DataChannels RatioType 259	0
DataChannels RatioType 26	0
DataChannels RatioType 260	0
DataChannels RatioType 261	0
DataChannels RatioType 262	0
DataChannels RatioType 263	0
DataChannels RatioType 264	0
DataChannels RatioType 265	0
DataChannels RatioType 266	0
DataChannels RatioType 267	0
DataChannels RatioType 268	0
DataChannels RatioType 269	0
DataChannels RatioType 27	0
DataChannels RatioType 270	0
DataChannels RatioType 271	0
DataChannels RatioType 272	0
DataChannels RatioType 273	0
DataChannels RatioType 274	0
DataChannels RatioType 275	0
DataChannels RatioType 276	0
DataChannels RatioType 277	0
DataChannels RatioType 278	0
DataChannels RatioType 279	0
DataChannels RatioType 28	0
DataChannels RatioType 280	0
DataChannels RatioType 281	0
DataChannels RatioType 282	0
DataChannels RatioType 283	0
DataChannels RatioType 284	0
DataChannels RatioType 285	0
DataChannels RatioType 286	0
DataChannels RatioType 287	0
DataChannels RatioType 288	0
DataChannels RatioType 289	0
DataChannels RatioType 29	0
DataChannels RatioType 290	0
DataChannels RatioType 291	0
DataChannels RatioType 292	0
DataChannels RatioType 293	0
DataChannels RatioType 294	0
DataChannels RatioType 295	0
DataChannels RatioType 296	0
DataChannels RatioType 297	0
DataChannels RatioType 298	0
DataChannels RatioType 299	0
DataChannels RatioType 3	0
DataChannels RatioType 30	0
DataChannels RatioType 300	0
DataChannels RatioType 301	0
DataChannels RatioType 302	0
DataChannels RatioType 303	0
DataChannels RatioType 304	0
DataChannels RatioType 305	0
DataChannels RatioType 306	0
DataChannels RatioType 307	0
DataChannels RatioType 308	0
DataChannels RatioType 309	0
DataChannels RatioType 31	0
DataChannels RatioType 310	0
DataChannels RatioType 311	0
DataChannels RatioType 312	0
DataChannels RatioType 313	0
DataChannels RatioType 314	0
DataChannels RatioType 315	0
DataChannels RatioType 316	0
DataChannels RatioType 317	0
DataChannels RatioType 318	0
DataChannels RatioType 319	0
DataChannels RatioType 32	0
DataChannels RatioType 320	0
DataChannels RatioType 321	0
DataChannels RatioType 322	0
DataChannels RatioType 323	0
DataChannels RatioType 324	0
DataChannels RatioType 325	0
DataChannels RatioType 326	0
DataChannels RatioType 327	0
DataChannels RatioType 328	0
DataChannels RatioType 329	0
DataChannels RatioType 33	0
DataChannels RatioType 330	0
DataChannels RatioType 331	0
DataChannels RatioType 332	0
DataChannels RatioType 333	0
DataChannels RatioType 334	0
DataChannels RatioType 335	0
DataChannels RatioType 336	0
DataChannels RatioType 337	0
DataChannels RatioType 338	0
DataChannels RatioType 339	0
DataChannels RatioType 34	0
DataChannels RatioType 340	0
DataChannels RatioType 341	0
DataChannels RatioType 342	0
DataChannels RatioType 343	0
DataChannels RatioType 344	0
DataChannels RatioType 345	0
DataChannels RatioType 346	0
DataChannels RatioType 347	0
DataChannels RatioType 348	0
DataChannels RatioType 349	0
DataChannels RatioType 35	0
DataChannels RatioType 350	0
DataChannels RatioType 351	0
DataChannels RatioType 352	0
DataChannels RatioType 353	0
DataChannels RatioType 354	0
DataChannels RatioType 355	0
DataChannels RatioType 356	0
DataChannels RatioType 357	0
DataChannels RatioType 358	0
DataChannels RatioType 359	0
DataChannels RatioType 36	0
DataChannels RatioType 360	0
DataChannels RatioType 361	0
DataChannels RatioType 362	0
DataChannels RatioType 363	0
DataChannels RatioType 364	0
DataChannels RatioType 365	0
DataChannels RatioType 366	0
DataChannels RatioType 367	0
DataChannels RatioType 368	0
DataChannels RatioType 369	0
DataChannels RatioType 37	0
DataChannels RatioType 370	0
DataChannels RatioType 371	0
DataChannels RatioType 372	0
DataChannels RatioType 373	0
DataChannels RatioType 374	0
DataChannels RatioType 375	0
DataChannels RatioType 376	0
DataChannels RatioType 377	0
DataChannels RatioType 378	0
DataChannels RatioType 379	0
DataChannels RatioType 38	0
DataChannels RatioType 380	0
DataChannels RatioType 381	0
DataChannels RatioType 382	0
DataChannels RatioType 383	0
DataChannels RatioType 384	0
DataChannels RatioType 385	0
DataChannels RatioType 386	0
DataChannels RatioType 387	0
DataChannels RatioType 388	0
DataChannels RatioType 389	0
DataChannels RatioType 39	0
DataChannels RatioType 390	0
DataChannels RatioType 391	0
DataChannels RatioType 392	0
DataChannels RatioType 393	0
DataChannels RatioType 394	0
DataChannels RatioType 395	0
DataChannels RatioType 396	0
DataChannels RatioType 397	0
DataChannels RatioType 398	0
DataChannels RatioType 399	0
DataChannels RatioType 4	0
DataChannels RatioType 40	0
DataChannels RatioType 400	0
DataChannels RatioType 401	0
DataChannels RatioType 402	0
DataChannels RatioType 403	0
DataChannels RatioType 404	0
DataChannels RatioType 405	0
DataChannels RatioType 406	0
DataChannels RatioType 407	0
DataChannels RatioType 408	0
DataChannels RatioType 409	0
DataChannels RatioType 41	0
DataChannels RatioType 410	0
DataChannels RatioType 411	0
DataChannels RatioType 412	0
DataChannels RatioType 413	0
DataChannels RatioType 414	0
DataChannels RatioType 415	0
DataChannels RatioType 416	0
DataChannels RatioType 417	0
DataChannels RatioType 418	0
DataChannels RatioType 419	0
DataChannels RatioType 42	0
DataChannels RatioType 420	0
DataChannels RatioType 421	0
DataChannels RatioType 422	0
DataChannels RatioType 423	0
DataChannels RatioType 424	0
DataChannels RatioType 425	0
DataChannels RatioType 426	0
DataChannels RatioType 427	0
DataChannels RatioType 428	0
DataChannels RatioType 429	0
DataChannels RatioType 43	0
DataChannels RatioType 430	0
DataChannels RatioType 431	0
DataChannels RatioType 432	0
DataChannels RatioType 433	0
DataChannels RatioType 434	0
DataChannels RatioType 435	0
DataChannels RatioType 436	0
DataChannels RatioType 437	0
DataChannels RatioType 438	0
DataChannels RatioType 439	0
DataChannels RatioType 44	0
DataChannels RatioType 440	0
DataChannels RatioType 441	0
DataChannels RatioType 442	0
DataChannels RatioType 443	0
DataChannels RatioType 444	0
DataChannels RatioType 445	0
DataChannels RatioType 446	0
DataChannels RatioType 447	0
DataChannels RatioType 448	0
DataChannels RatioType 449	0
DataChannels RatioType 45	0
DataChannels RatioType 450	0
DataChannels RatioType 451	0
DataChannels RatioType 452	0
DataChannels RatioType 453	0
DataChannels RatioType 454	0
DataChannels RatioType 455	0
DataChannels RatioType 456	0
DataChannels RatioType 46	0
DataChannels RatioType 47	0
DataChannels RatioType 48	0
DataChannels RatioType 49	0
DataChannels RatioType 5	0
DataChannels RatioType 50	0
DataChannels RatioType 51	0
DataChannels RatioType 52	0
DataChannels RatioType 53	0
DataChannels RatioType 54	0
DataChannels RatioType 55	0
DataChannels RatioType 56	0
DataChannels RatioType 57	0
DataChannels RatioType 58	0
DataChannels RatioType 59	0
DataChannels RatioType 6	0
DataChannels RatioType 60	0
DataChannels RatioType 61	0
DataChannels RatioType 62	0
DataChannels RatioType 63	0
DataChannels RatioType 64	0
DataChannels RatioType 65	0
DataChannels RatioType 66	0
DataChannels RatioType 67	0
DataChannels RatioType 68	0
DataChannels RatioType 69	0
DataChannels RatioType 7	0
DataChannels RatioType 70	0
DataChannels RatioType 71	0
DataChannels RatioType 72	0
DataChannels RatioType 73	0
DataChannels RatioType 74	0
DataChannels RatioType 75	0
DataChannels RatioType 76	0
DataChannels RatioType 77	0
DataChannels RatioType 78	0
DataChannels RatioType 79	0
DataChannels RatioType 8	0
DataChannels RatioType 80	0
DataChannels RatioType 81	0
DataChannels RatioType 82	0
DataChannels RatioType 83	0
DataChannels RatioType 84	0
DataChannels RatioType 85	0
DataChannels RatioType 86	0
DataChannels RatioType 87	0
DataChannels RatioType 88	0
DataChannels RatioType 89	0
DataChannels RatioType 9	0
DataChannels RatioType 90	0
DataChannels RatioType 91	0
DataChannels RatioType 92	0
DataChannels RatioType 93	0
DataChannels RatioType 94	0
DataChannels RatioType 95	0
DataChannels RatioType 96	0
DataChannels RatioType 97	0
DataChannels RatioType 98	0
DataChannels RatioType 99	0
DataChannels SampleType 1	1
DataChannels SampleType 10	1
DataChannels SampleType 100	1
DataChannels SampleType 101	1
DataChannels SampleType 102	1
DataChannels SampleType 103	1
DataChannels SampleType 104	1
DataChannels SampleType 105	1
DataChannels SampleType 106	1
DataChannels SampleType 107	1
DataChannels SampleType 108	1
DataChannels SampleType 109	1
DataChannels SampleType 11	1
DataChannels SampleType 110	1
DataChannels SampleType 111	1
DataChannels SampleType 112	1
DataChannels SampleType 113	1
DataChannels SampleType 114	1
DataChannels SampleType 115	1
DataChannels SampleType 116	1
DataChannels SampleType 117	1
DataChannels SampleType 118	1
DataChannels SampleType 119	1
DataChannels SampleType 12	1
DataChannels SampleType 120	1
DataChannels SampleType 121	1
DataChannels SampleType 122	1
DataChannels SampleType 123	1
DataChannels SampleType 124	1
DataChannels SampleType 125	1
DataChannels SampleType 126	1
DataChannels SampleType 127	1
DataChannels SampleType 128	1
DataChannels SampleType 129	1
DataChannels SampleType 13	1
DataChannels SampleType 130	1
DataChannels SampleType 131	1
DataChannels SampleType 132	1
DataChannels SampleType 133	1
DataChannels SampleType 134	1
DataChannels SampleType 135	1
DataChannels SampleType 136	1
DataChannels SampleType 137	1
DataChannels SampleType 138	1
DataChannels SampleType 139	1
DataChannels SampleType 14	1
DataChannels SampleType 140	1
DataChannels SampleType 141	1
DataChannels SampleType 142	1
DataChannels SampleType 143	1
DataChannels SampleType 144	1
DataChannels SampleType 145	1
DataChannels SampleType 146	1
DataChannels SampleType 147	1
DataChannels SampleType 148	1
DataChannels SampleType 149	1
DataChannels SampleType 15	1
DataChannels SampleType 150	1
DataChannels SampleType 151	1
DataChannels SampleType 152	1
DataChannels SampleType 153	1
DataChannels SampleType 154	1
DataChannels SampleType 155	1
DataChannels SampleType 156	1
DataChannels SampleType 157	1
DataChannels SampleType 158	1
DataChannels SampleType 159	1
DataChannels SampleType 16	1
DataChannels SampleType 160	1
DataChannels SampleType 161	1
DataChannels SampleType 162	1
DataChannels SampleType 163	1
DataChannels SampleType 164	1
DataChannels SampleType 165	1
DataChannels SampleType 166	1
DataChannels SampleType 167	1
DataChannels SampleType 168	1
DataChannels SampleType 169	1
DataChannels SampleType 17	1
DataChannels SampleType 170	1
DataChannels SampleType 171	1
DataChannels SampleType 172	1
DataChannels SampleType 173	1
DataChannels SampleType 174	1
DataChannels SampleType 175	1
DataChannels SampleType 176	1
DataChannels SampleType 177	1
DataChannels SampleType 178	1
DataChannels SampleType 179	1
DataChannels SampleType 18	1
DataChannels SampleType 180	1
DataChannels SampleType 181	1
DataChannels SampleType 182	1
DataChannels SampleType 183	1
DataChannels SampleType 184	1
DataChannels SampleType 185	1
DataChannels SampleType 186	1
DataChannels SampleType 187	1
DataChannels SampleType 188	1
DataChannels SampleType 189	1
DataChannels SampleType 19	1
DataChannels SampleType 190	1
DataChannels SampleType 191	1
DataChannels SampleType 192	1
DataChannels SampleType 193	1
DataChannels SampleType 194	1
DataChannels SampleType 195	1
DataChannels SampleType 196	1
DataChannels SampleType 197	1
DataChannels SampleType 198	1
DataChannels SampleType 199	1
DataChannels SampleType 2	1
DataChannels SampleType 20	1
DataChannels SampleType 200	1
DataChannels SampleType 201	1
DataChannels SampleType 202	1
DataChannels SampleType 203	1
DataChannels SampleType 204	1
DataChannels SampleType 205	1
DataChannels SampleType 206	1
DataChannels SampleType 207	1
DataChannels SampleType 208	1
DataChannels SampleType 209	1
DataChannels SampleType 21	1
DataChannels SampleType 210	1
DataChannels SampleType 211	1
DataChannels SampleType 212	1
DataChannels SampleType 213	1
DataChannels SampleType 214	1
DataChannels SampleType 215	1
DataChannels SampleType 216	1
DataChannels SampleType 217	1
DataChannels SampleType 218	1
DataChannels SampleType 219	1
DataChannels SampleType 22	1
DataChannels SampleType 220	1
DataChannels SampleType 221	1
DataChannels SampleType 222	1
DataChannels SampleType 223	1
DataChannels SampleType 224	1
DataChannels SampleType 225	1
DataChannels SampleType 226	1
DataChannels SampleType 227	1
DataChannels SampleType 228	1
DataChannels SampleType 229	1
DataChannels SampleType 23	1
DataChannels SampleType 230	1
DataChannels SampleType 231	1
DataChannels SampleType 232	1
DataChannels SampleType 233	1
DataChannels SampleType 234	1
DataChannels SampleType 235	1
DataChannels SampleType 236	1
DataChannels SampleType 237	1
DataChannels SampleType 238	1
DataChannels SampleType 239	1
DataChannels SampleType 24	1
DataChannels SampleType 240	1
DataChannels SampleType 241	1
DataChannels SampleType 242	1
DataChannels SampleType 243	1
DataChannels SampleType 244	1
DataChannels SampleType 245	1
DataChannels SampleType 246	1
DataChannels SampleType 247	1
DataChannels SampleType 248	1
DataChannels SampleType 249	1
DataChannels SampleType 25	1
DataChannels SampleType 250	1
DataChannels SampleType 251	1
DataChannels SampleType 252	1
DataChannels SampleType 253	1
DataChannels SampleType 254	1
DataChannels SampleType 255	1
DataChannels SampleType 256	1
DataChannels SampleType 257	1
DataChannels SampleType 258	1
DataChannels SampleType 259	1
DataChannels SampleType 26	1
DataChannels SampleType 260	1
DataChannels SampleType 261	1
DataChannels SampleType 262	1
DataChannels SampleType 263	1
DataChannels SampleType 264	1
DataChannels SampleType 265	1
DataChannels SampleType 266	1
DataChannels SampleType 267	1
DataChannels SampleType 268	1
DataChannels SampleType 269	1
DataChannels SampleType 27	1
DataChannels SampleType 270	1
DataChannels SampleType 271	1
DataChannels SampleType 272	1
DataChannels SampleType 273	1
DataChannels SampleType 274	1
DataChannels SampleType 275	1
DataChannels SampleType 276	1
DataChannels SampleType 277	1
DataChannels SampleType 278	1
DataChannels SampleType 279	1
DataChannels SampleType 28	1
DataChannels SampleType 280	1
DataChannels SampleType 281	1
DataChannels SampleType 282	1
DataChannels SampleType 283	1
DataChannels SampleType 284	1
DataChannels SampleType 285	1
DataChannels SampleType 286	1
DataChannels SampleType 287	1
DataChannels SampleType 288	1
DataChannels SampleType 289	1
DataChannels SampleType 29	1
DataChannels SampleType 290	1
DataChannels SampleType 291	1
DataChannels SampleType 292	1
DataChannels SampleType 293	1
DataChannels SampleType 294	1
DataChannels SampleType 295	1
DataChannels SampleType 296	1
DataChannels SampleType 297	1
DataChannels SampleType 298	1
DataChannels SampleType 299	1
DataChannels SampleType 3	1
DataChannels SampleType 30	1
DataChannels SampleType 300	1
DataChannels SampleType 301	1
DataChannels SampleType 302	1
DataChannels SampleType 303	1
DataChannels SampleType 304	1
DataChannels SampleType 305	1
DataChannels SampleType 306	1
DataChannels SampleType 307	1
DataChannels SampleType 308	1
DataChannels SampleType 309	1
DataChannels SampleType 31	1
DataChannels SampleType 310	1
DataChannels SampleType 311	1
DataChannels SampleType 312	1
DataChannels SampleType 313	1
DataChannels SampleType 314	1
DataChannels SampleType 315	1
DataChannels SampleType 316	1
DataChannels SampleType 317	1
DataChannels SampleType 318	1
DataChannels SampleType 319	1
DataChannels SampleType 32	1
DataChannels SampleType 320	1
DataChannels SampleType 321	1
DataChannels SampleType 322	1
DataChannels SampleType 323	1
DataChannels SampleType 324	1
DataChannels SampleType 325	1
DataChannels SampleType 326	1
DataChannels SampleType 327	1
DataChannels SampleType 328	1
DataChannels SampleType 329	1
DataChannels SampleType 33	1
DataChannels SampleType 330	1
DataChannels SampleType 331	1
DataChannels SampleType 332	1
DataChannels SampleType 333	1
DataChannels SampleType 334	1
DataChannels SampleType 335	1
DataChannels SampleType 336	1
DataChannels SampleType 337	1
DataChannels SampleType 338	1
DataChannels SampleType 339	1
DataChannels SampleType 34	1
DataChannels SampleType 340	1
DataChannels SampleType 341	1
DataChannels SampleType 342	1
DataChannels SampleType 343	1
DataChannels SampleType 344	1
DataChannels SampleType 345	1
DataChannels SampleType 346	1
DataChannels SampleType 347	1
DataChannels SampleType 348	1
DataChannels SampleType 349	1
DataChannels SampleType 35	1
DataChannels SampleType 350	1
DataChannels SampleType 351	1
DataChannels SampleType 352	1
DataChannels SampleType 353	1
DataChannels SampleType 354	1
DataChannels SampleType 355	1
DataChannels SampleType 356	1
DataChannels SampleType 357	1
DataChannels SampleType 358	1
DataChannels SampleType 359	1
DataChannels SampleType 36	1
DataChannels SampleType 360	1
DataChannels SampleType 361	1
DataChannels SampleType 362	1
DataChannels SampleType 363	1
DataChannels SampleType 364	1
DataChannels SampleType 365	1
DataChannels SampleType 366	1
DataChannels SampleType 367	1
DataChannels SampleType 368	1
DataChannels SampleType 369	1
DataChannels SampleType 37	1
DataChannels SampleType 370	1
DataChannels SampleType 371	1
DataChannels SampleType 372	1
DataChannels SampleType 373	1
DataChannels SampleType 374	1
DataChannels SampleType 375	1
DataChannels SampleType 376	1
DataChannels SampleType 377	1
DataChannels SampleType 378	1
DataChannels SampleType 379	1
DataChannels SampleType 38	1
DataChannels SampleType 380	1
DataChannels SampleType 381	1
DataChannels SampleType 382	1
DataChannels SampleType 383	1
DataChannels SampleType 384	1
DataChannels SampleType 385	1
DataChannels SampleType 386	1
DataChannels SampleType 387	1
DataChannels SampleType 388	1
DataChannels SampleType 389	1
DataChannels SampleType 39	1
DataChannels SampleType 390	1
DataChannels SampleType 391	1
DataChannels SampleType 392	1
DataChannels SampleType 393	1
DataChannels SampleType 394	1
DataChannels SampleType 395	1
DataChannels SampleType 396	1
DataChannels SampleType 397	1
DataChannels SampleType 398	1
DataChannels SampleType 399	1
DataChannels SampleType 4	1
DataChannels SampleType 40	1
DataChannels SampleType 400	1
DataChannels SampleType 401	1
DataChannels SampleType 402	1
DataChannels SampleType 403	1
DataChannels SampleType 404	1
DataChannels SampleType 405	1
DataChannels SampleType 406	1
DataChannels SampleType 407	1
DataChannels SampleType 408	1
DataChannels SampleType 409	1
DataChannels SampleType 41	1
DataChannels SampleType 410	1
DataChannels SampleType 411	1
DataChannels SampleType 412	1
DataChannels SampleType 413	1
DataChannels SampleType 414	1
DataChannels SampleType 415	1
DataChannels SampleType 416	1
DataChannels SampleType 417	1
DataChannels SampleType 418	1
DataChannels SampleType 419	1
DataChannels SampleType 42	1
DataChannels SampleType 420	1
DataChannels SampleType 421	1
DataChannels SampleType 422	1
DataChannels SampleType 423	1
DataChannels SampleType 424	1
DataChannels SampleType 425	1
DataChannels SampleType 426	1
DataChannels SampleType 427	1
DataChannels SampleType 428	1
DataChannels SampleType 429	1
DataChannels SampleType 43	1
DataChannels SampleType 430	1
DataChannels SampleType 431	1
DataChannels SampleType 432	1
DataChannels SampleType 433	1
DataChannels SampleType 434	1
DataChannels SampleType 435	1
DataChannels SampleType 436	1
DataChannels SampleType 437	1
DataChannels SampleType 438	1
DataChannels SampleType 439	1
DataChannels SampleType 44	1
DataChannels SampleType 440	1
DataChannels SampleType 441	1
DataChannels SampleType 442	1
DataChannels SampleType 443	1
DataChannels SampleType 444	1
DataChannels SampleType 445	1
DataChannels SampleType 446	1
DataChannels SampleType 447	1
DataChannels SampleType 448	1
DataChannels SampleType 449	1
DataChannels SampleType 45	1
DataChannels SampleType 450	1
DataChannels SampleType 451	1
DataChannels SampleType 452	1
DataChannels SampleType 453	1
DataChannels SampleType 454	1
DataChannels SampleType 455	1
DataChannels SampleType 456	1
DataChannels SampleType 46	1
DataChannels SampleType 47	1
DataChannels SampleType 48	1
DataChannels SampleType 49	1
DataChannels SampleType 5	1
DataChannels SampleType 50	1
DataChannels SampleType 51	1
DataChannels SampleType 52	1
DataChannels SampleType 53	1
DataChannels SampleType 54	1
DataChannels SampleType 55	1
DataChannels SampleType 56	1
DataChannels SampleType 57	1
DataChannels SampleType 58	1
DataChannels SampleType 59	1
DataChannels SampleType 6	1
DataChannels SampleType 60	1
DataChannels SampleType 61	1
DataChannels SampleType 62	1
DataChannels SampleType 63	1
DataChannels SampleType 64	1
DataChannels SampleType 65	1
DataChannels SampleType 66	1
DataChannels SampleType 67	1
DataChannels SampleType 68	1
DataChannels SampleType 69	1
DataChannels SampleType 7	1
DataChannels SampleType 70	1
DataChannels SampleType 71	1
DataChannels SampleType 72	1
DataChannels SampleType 73	1
DataChannels SampleType 74	1
DataChannels SampleType 75	1
DataChannels SampleType 76	1
DataChannels SampleType 77	1
DataChannels SampleType 78	1
DataChannels SampleType 79	1
DataChannels SampleType 8	1
DataChannels SampleType 80	1
DataChannels SampleType 81	1
DataChannels SampleType 82	1
DataChannels SampleType 83	1
DataChannels SampleType 84	1
DataChannels SampleType 85	1
DataChannels SampleType 86	1
DataChannels SampleType 87	1
DataChannels SampleType 88	1
DataChannels SampleType 89	1
DataChannels SampleType 9	1
DataChannels SampleType 90	1
DataChannels SampleType 91	1
DataChannels SampleType 92	1
DataChannels SampleType 93	1
DataChannels SampleType 94	1
DataChannels SampleType 95	1
DataChannels SampleType 96	1
DataChannels SampleType 97	1
DataChannels SampleType 98	1
DataChannels SampleType 99	1
DetectionChannels Acquire 1	1
DetectionChannels Acquire 10	0
DetectionChannels Acquire 100	0
DetectionChannels Acquire 101	0
DetectionChannels Acquire 102	0
DetectionChannels Acquire 103	0
DetectionChannels Acquire 104	1
DetectionChannels Acquire 105	0
DetectionChannels Acquire 106	0
DetectionChannels Acquire 107	0
DetectionChannels Acquire 108	0
DetectionChannels Acquire 109	0
DetectionChannels Acquire 11	0
DetectionChannels Acquire 110	0
DetectionChannels Acquire 111	0
DetectionChannels Acquire 112	0
DetectionChannels Acquire 113	0
DetectionChannels Acquire 114	0
DetectionChannels Acquire 115	0
DetectionChannels Acquire 116	0
DetectionChannels Acquire 117	0
DetectionChannels Acquire 118	0
DetectionChannels Acquire 119	0
DetectionChannels Acquire 12	0
DetectionChannels Acquire 120	0
DetectionChannels Acquire 121	0
DetectionChannels Acquire 122	0
DetectionChannels Acquire 123	0
DetectionChannels Acquire 124	0
DetectionChannels Acquire 125	0
DetectionChannels Acquire 126	0
DetectionChannels Acquire 127	0
DetectionChannels Acquire 128	0
DetectionChannels Acquire 129	0
DetectionChannels Acquire 13	0
DetectionChannels Acquire 130	1
DetectionChannels Acquire 131	0
DetectionChannels Acquire 132	0
DetectionChannels Acquire 133	0
DetectionChannels Acquire 134	0
DetectionChannels Acquire 135	0
DetectionChannels Acquire 136	0
DetectionChannels Acquire 137	0
DetectionChannels Acquire 138	0
DetectionChannels Acquire 139	0
DetectionChannels Acquire 14	0
DetectionChannels Acquire 140	0
DetectionChannels Acquire 141	0
DetectionChannels Acquire 142	0
DetectionChannels Acquire 143	1
DetectionChannels Acquire 144	0
DetectionChannels Acquire 145	1
DetectionChannels Acquire 146	0
DetectionChannels Acquire 147	0
DetectionChannels Acquire 148	0
DetectionChannels Acquire 149	0
DetectionChannels Acquire 15	0
DetectionChannels Acquire 150	0
DetectionChannels Acquire 151	0
DetectionChannels Acquire 152	0
DetectionChannels Acquire 153	0
DetectionChannels Acquire 154	0
DetectionChannels Acquire 155	0
DetectionChannels Acquire 156	0
DetectionChannels Acquire 157	0
DetectionChannels Acquire 158	0
DetectionChannels Acquire 159	0
DetectionChannels Acquire 16	0
DetectionChannels Acquire 160	0
DetectionChannels Acquire 161	0
DetectionChannels Acquire 162	0
DetectionChannels Acquire 163	0
DetectionChannels Acquire 164	0
DetectionChannels Acquire 165	0
DetectionChannels Acquire 166	1
DetectionChannels Acquire 167	0
DetectionChannels Acquire 168	0
DetectionChannels Acquire 169	0
DetectionChannels Acquire 17	0
DetectionChannels Acquire 170	0
DetectionChannels Acquire 171	0
DetectionChannels Acquire 172	0
DetectionChannels Acquire 173	0
DetectionChannels Acquire 174	0
DetectionChannels Acquire 175	0
DetectionChannels Acquire 176	0
DetectionChannels Acquire 177	0
DetectionChannels Acquire 178	0
DetectionChannels Acquire 179	1
DetectionChannels Acquire 18	0
DetectionChannels Acquire 180	0
DetectionChannels Acquire 181	1
DetectionChannels Acquire 182	0
DetectionChannels Acquire 183	0
DetectionChannels Acquire 184	0
DetectionChannels Acquire 185	0
DetectionChannels Acquire 186	0
DetectionChannels Acquire 187	0
DetectionChannels Acquire 188	0
DetectionChannels Acquire 189	0
DetectionChannels Acquire 19	0
DetectionChannels Acquire 190	0
DetectionChannels Acquire 191	0
DetectionChannels Acquire 192	0
DetectionChannels Acquire 193	0
DetectionChannels Acquire 194	0
DetectionChannels Acquire 195	0
DetectionChannels Acquire 196	0
DetectionChannels Acquire 197	0
DetectionChannels Acquire 198	0
DetectionChannels Acquire 199	0
DetectionChannels Acquire 2	0
DetectionChannels Acquire 20	0
DetectionChannels Acquire 200	0
DetectionChannels Acquire 201	0
DetectionChannels Acquire 202	0
DetectionChannels Acquire 203	0
DetectionChannels Acquire 204	0
DetectionChannels Acquire 205	1
DetectionChannels Acquire 206	0
DetectionChannels Acquire 207	1
DetectionChannels Acquire 208	0
DetectionChannels Acquire 209	0
DetectionChannels Acquire 21	0
DetectionChannels Acquire 210	0
DetectionChannels Acquire 211	0
DetectionChannels Acquire 212	1
DetectionChannels Acquire 213	0
DetectionChannels Acquire 214	0
DetectionChannels Acquire 215	0
DetectionChannels Acquire 216	0
DetectionChannels Acquire 217	0
DetectionChannels Acquire 218	0
DetectionChannels Acquire 219	0
DetectionChannels Acquire 22	1
DetectionChannels Acquire 220	0
DetectionChannels Acquire 221	0
DetectionChannels Acquire 222	0
DetectionChannels Acquire 223	0
DetectionChannels Acquire 224	0
DetectionChannels Acquire 225	0
DetectionChannels Acquire 226	0
DetectionChannels Acquire 227	0
DetectionChannels Acquire 228	0
DetectionChannels Acquire 229	0
DetectionChannels Acquire 23	0
DetectionChannels Acquire 230	0
DetectionChannels Acquire 231	0
DetectionChannels Acquire 232	0
DetectionChannels Acquire 233	0
DetectionChannels Acquire 234	0
DetectionChannels Acquire 235	0
DetectionChannels Acquire 236	0
DetectionChannels Acquire 237	0
DetectionChannels Acquire 238	1
DetectionChannels Acquire 239	0
DetectionChannels Acquire 24	0
DetectionChannels Acquire 240	0
DetectionChannels Acquire 241	0
DetectionChannels Acquire 242	0
DetectionChannels Acquire 243	0
DetectionChannels Acquire 244	0
DetectionChannels Acquire 245	0
DetectionChannels Acquire 246	0
DetectionChannels Acquire 247	0
DetectionChannels Acquire 248	0
DetectionChannels Acquire 249	0
DetectionChannels Acquire 25	0
DetectionChannels Acquire 250	0
DetectionChannels Acquire 251	1
DetectionChannels Acquire 252	0
DetectionChannels Acquire 253	1
DetectionChannels Acquire 254	0
DetectionChannels Acquire 255	0
DetectionChannels Acquire 256	0
DetectionChannels Acquire 257	0
DetectionChannels Acquire 258	0
DetectionChannels Acquire 259	0
DetectionChannels Acquire 26	0
DetectionChannels Acquire 260	0
DetectionChannels Acquire 261	0
DetectionChannels Acquire 262	0
DetectionChannels Acquire 263	0
DetectionChannels Acquire 264	0
DetectionChannels Acquire 265	0
DetectionChannels Acquire 266	0
DetectionChannels Acquire 267	0
DetectionChannels Acquire 268	0
DetectionChannels Acquire 269	0
DetectionChannels Acquire 27	0
DetectionChannels Acquire 270	0
DetectionChannels Acquire 271	0
DetectionChannels Acquire 272	0
DetectionChannels Acquire 273	0
DetectionChannels Acquire 274	1
DetectionChannels Acquire 275	0
DetectionChannels Acquire 276	0
DetectionChannels Acquire 277	0
DetectionChannels Acquire 278	0
DetectionChannels Acquire 279	0
DetectionChannels Acquire 28	0
DetectionChannels Acquire 280	0
DetectionChannels Acquire 281	0
DetectionChannels Acquire 282	0
DetectionChannels Acquire 283	0
DetectionChannels Acquire 284	0
DetectionChannels Acquire 285	0
DetectionChannels Acquire 286	0
DetectionChannels Acquire 287	1
DetectionChannels Acquire 288	0
DetectionChannels Acquire 289	1
DetectionChannels Acquire 29	0
DetectionChannels Acquire 290	0
DetectionChannels Acquire 291	0
DetectionChannels Acquire 292	0
DetectionChannels Acquire 293	0
DetectionChannels Acquire 294	0
DetectionChannels Acquire 295	0
DetectionChannels Acquire 296	0
DetectionChannels Acquire 297	0
DetectionChannels Acquire 298	0
DetectionChannels Acquire 299	0
DetectionChannels Acquire 3	0
DetectionChannels Acquire 30	0
DetectionChannels Acquire 300	0
DetectionChannels Acquire 301	0
DetectionChannels Acquire 302	0
DetectionChannels Acquire 303	0
DetectionChannels Acquire 304	0
DetectionChannels Acquire 305	0
DetectionChannels Acquire 306	0
DetectionChannels Acquire 307	0
DetectionChannels Acquire 308	0
DetectionChannels Acquire 309	0
DetectionChannels Acquire 31	0
DetectionChannels Acquire 310	1
DetectionChannels Acquire 311	0
DetectionChannels Acquire 312	0
DetectionChannels Acquire 313	0
DetectionChannels Acquire 314	0
DetectionChannels Acquire 315	0
DetectionChannels Acquire 316	0
DetectionChannels Acquire 317	0
DetectionChannels Acquire 318	0
DetectionChannels Acquire 319	0
DetectionChannels Acquire 32	0
DetectionChannels Acquire 320	0
DetectionChannels Acquire 321	0
DetectionChannels Acquire 322	0
DetectionChannels Acquire 323	1
DetectionChannels Acquire 324	0
DetectionChannels Acquire 325	1
DetectionChannels Acquire 326	0
DetectionChannels Acquire 327	0
DetectionChannels Acquire 328	0
DetectionChannels Acquire 329	0
DetectionChannels Acquire 33	0
DetectionChannels Acquire 330	0
DetectionChannels Acquire 331	0
DetectionChannels Acquire 332	0
DetectionChannels Acquire 333	0
DetectionChannels Acquire 334	0
DetectionChannels Acquire 335	0
DetectionChannels Acquire 336	0
DetectionChannels Acquire 337	0
DetectionChannels Acquire 338	0
DetectionChannels Acquire 339	0
DetectionChannels Acquire 34	0
DetectionChannels Acquire 340	0
DetectionChannels Acquire 341	0
DetectionChannels Acquire 342	0
DetectionChannels Acquire 343	0
DetectionChannels Acquire 344	0
DetectionChannels Acquire 345	0
DetectionChannels Acquire 346	0
DetectionChannels Acquire 347	0
DetectionChannels Acquire 348	0
DetectionChannels Acquire 349	1
DetectionChannels Acquire 35	1
DetectionChannels Acquire 350	0
DetectionChannels Acquire 351	0
DetectionChannels Acquire 352	0
DetectionChannels Acquire 353	0
DetectionChannels Acquire 354	0
DetectionChannels Acquire 355	0
DetectionChannels Acquire 356	1
DetectionChannels Acquire 357	0
DetectionChannels Acquire 358	0
DetectionChannels Acquire 359	0
DetectionChannels Acquire 36	0
DetectionChannels Acquire 360	0
DetectionChannels Acquire 361	1
DetectionChannels Acquire 362	0
DetectionChannels Acquire 363	0
DetectionChannels Acquire 364	0
DetectionChannels Acquire 365	0
DetectionChannels Acquire 366	0
DetectionChannels Acquire 367	0
DetectionChannels Acquire 368	0
DetectionChannels Acquire 369	0
DetectionChannels Acquire 37	1
DetectionChannels Acquire 370	0
DetectionChannels Acquire 371	0
DetectionChannels Acquire 372	0
DetectionChannels Acquire 373	0
DetectionChannels Acquire 374	0
DetectionChannels Acquire 375	0
DetectionChannels Acquire 376	0
DetectionChannels Acquire 377	0
DetectionChannels Acquire 378	0
DetectionChannels Acquire 379	0
DetectionChannels Acquire 38	0
DetectionChannels Acquire 380	0
DetectionChannels Acquire 381	0
DetectionChannels Acquire 382	1
DetectionChannels Acquire 383	0
DetectionChannels Acquire 384	0
DetectionChannels Acquire 385	0
DetectionChannels Acquire 386	0
DetectionChannels Acquire 387	0
DetectionChannels Acquire 388	0
DetectionChannels Acquire 389	0
DetectionChannels Acquire 39	0
DetectionChannels Acquire 390	0
DetectionChannels Acquire 391	0
DetectionChannels Acquire 392	0
DetectionChannels Acquire 393	0
DetectionChannels Acquire 394	0
DetectionChannels Acquire 395	0
DetectionChannels Acquire 396	0
DetectionChannels Acquire 397	0
DetectionChannels Acquire 398	0
DetectionChannels Acquire 399	0
DetectionChannels Acquire 4	0
DetectionChannels Acquire 40	0
DetectionChannels Acquire 400	0
DetectionChannels Acquire 401	0
DetectionChannels Acquire 402	0
DetectionChannels Acquire 403	0
DetectionChannels Acquire 404	0
DetectionChannels Acquire 405	0
DetectionChannels Acquire 406	0
DetectionChannels Acquire 407	0
DetectionChannels Acquire 408	1
DetectionChannels Acquire 409	0
DetectionChannels Acquire 41	0
DetectionChannels Acquire 410	0
DetectionChannels Acquire 411	0
DetectionChannels Acquire 412	0
DetectionChannels Acquire 413	0
DetectionChannels Acquire 414	0
DetectionChannels Acquire 415	0
DetectionChannels Acquire 416	0
DetectionChannels Acquire 417	0
DetectionChannels Acquire 418	0
DetectionChannels Acquire 419	0
DetectionChannels Acquire 42	0
DetectionChannels Acquire 420	0
DetectionChannels Acquire 421	1
DetectionChannels Acquire 422	0
DetectionChannels Acquire 423	0
DetectionChannels Acquire 424	0
DetectionChannels Acquire 425	0
DetectionChannels Acquire 426	0
DetectionChannels Acquire 427	1
DetectionChannels Acquire 428	0
DetectionChannels Acquire 429	1
DetectionChannels Acquire 43	0
DetectionChannels Acquire 430	0
DetectionChannels Acquire 431	0
DetectionChannels Acquire 432	0
DetectionChannels Acquire 44	0
DetectionChannels Acquire 45	0
DetectionChannels Acquire 46	0
DetectionChannels Acquire 47	0
DetectionChannels Acquire 48	0
DetectionChannels Acquire 49	0
DetectionChannels Acquire 5	0
DetectionChannels Acquire 50	0
DetectionChannels Acquire 51	0
DetectionChannels Acquire 52	0
DetectionChannels Acquire 53	0
DetectionChannels Acquire 54	0
DetectionChannels Acquire 55	0
DetectionChannels Acquire 56	0
DetectionChannels Acquire 57	0
DetectionChannels Acquire 58	1
DetectionChannels Acquire 59	0
DetectionChannels Acquire 6	0
DetectionChannels Acquire 60	0
DetectionChannels Acquire 61	0
DetectionChannels Acquire 62	0
DetectionChannels Acquire 63	0
DetectionChannels Acquire 64	0
DetectionChannels Acquire 65	0
DetectionChannels Acquire 66	0
DetectionChannels Acquire 67	0
DetectionChannels Acquire 68	0
DetectionChannels Acquire 69	0
DetectionChannels Acquire 7	0
DetectionChannels Acquire 70	0
DetectionChannels Acquire 71	1
DetectionChannels Acquire 72	0
DetectionChannels Acquire 73	1
DetectionChannels Acquire 74	0
DetectionChannels Acquire 75	0
DetectionChannels Acquire 76	0
DetectionChannels Acquire 77	0
DetectionChannels Acquire 78	0
DetectionChannels Acquire 79	0
DetectionChannels Acquire 8	0
DetectionChannels Acquire 80	0
DetectionChannels Acquire 81	0
DetectionChannels Acquire 82	0
DetectionChannels Acquire 83	0
DetectionChannels Acquire 84	0
DetectionChannels Acquire 85	0
DetectionChannels Acquire 86	0
DetectionChannels Acquire 87	0
DetectionChannels Acquire 88	0
DetectionChannels Acquire 89	0
DetectionChannels Acquire 9	0
DetectionChannels Acquire 90	0
DetectionChannels Acquire 91	0
DetectionChannels Acquire 92	0
DetectionChannels Acquire 93	0
DetectionChannels Acquire 94	0
DetectionChannels Acquire 95	0
DetectionChannels Acquire 96	0
DetectionChannels Acquire 97	1
DetectionChannels Acquire 98	0
DetectionChannels Acquire 99	1
DetectionChannels AmplifierGain 1	1.0
DetectionChannels AmplifierGain 10	1.0
DetectionChannels AmplifierGain 100	1.0
DetectionChannels AmplifierGain 101	1.0
DetectionChannels AmplifierGain 102	1.0
DetectionChannels AmplifierGain 103	1.0
DetectionChannels AmplifierGain 104	1.0
DetectionChannels AmplifierGain 105	1.0
DetectionChannels AmplifierGain 106	1.0
DetectionChannels AmplifierGain 107	1.0
DetectionChannels AmplifierGain 108	1.0
DetectionChannels AmplifierGain 109	1.0
DetectionChannels AmplifierGain 11	1.0
DetectionChannels AmplifierGain 110	1.0
DetectionChannels AmplifierGain 111	1.0
DetectionChannels AmplifierGain 112	1.0
DetectionChannels AmplifierGain 113	1.0
DetectionChannels AmplifierGain 114	1.0
DetectionChannels AmplifierGain 115	1.0
DetectionChannels AmplifierGain 116	1.0
DetectionChannels AmplifierGain 117	1.0
DetectionChannels AmplifierGain 118	1.0
DetectionChannels AmplifierGain 119	1.0
DetectionChannels AmplifierGain 12	1.0
DetectionChannels AmplifierGain 120	1.0
DetectionChannels AmplifierGain 121	1.0
DetectionChannels AmplifierGain 122	1.0
DetectionChannels AmplifierGain 123	1.0
DetectionChannels AmplifierGain 124	1.0
DetectionChannels AmplifierGain 125	1.0
DetectionChannels AmplifierGain 126	1.0
DetectionChannels AmplifierGain 127	1.0
DetectionChannels AmplifierGain 128	1.0
DetectionChannels AmplifierGain 129	1.0
DetectionChannels AmplifierGain 13	1.0
DetectionChannels AmplifierGain 130	1.0
DetectionChannels AmplifierGain 131	1.0
DetectionChannels AmplifierGain 132	1.0
DetectionChannels AmplifierGain 133	1.0
DetectionChannels AmplifierGain 134	1.0
DetectionChannels AmplifierGain 135	1.0
DetectionChannels AmplifierGain 136	1.0
DetectionChannels AmplifierGain 137	1.0
DetectionChannels AmplifierGain 138	1.0
DetectionChannels AmplifierGain 139	1.0
DetectionChannels AmplifierGain 14	1.0
DetectionChannels AmplifierGain 140	1.0
DetectionChannels AmplifierGain 141	1.0
DetectionChannels AmplifierGain 142	1.0
DetectionChannels AmplifierGain 143	1.0
DetectionChannels AmplifierGain 144	1.0
DetectionChannels AmplifierGain 145	1.0
DetectionChannels AmplifierGain 146	1.0
DetectionChannels AmplifierGain 147	1.0
DetectionChannels AmplifierGain 148	1.0
DetectionChannels AmplifierGain 149	1.0
DetectionChannels AmplifierGain 15	1.0
DetectionChannels AmplifierGain 150	1.0
DetectionChannels AmplifierGain 151	1.0
DetectionChannels AmplifierGain 152	1.0
DetectionChannels AmplifierGain 153	1.0
DetectionChannels AmplifierGain 154	1.0
DetectionChannels AmplifierGain 155	1.0
DetectionChannels AmplifierGain 156	1.0
DetectionChannels AmplifierGain 157	1.0
DetectionChannels AmplifierGain 158	1.0
DetectionChannels AmplifierGain 159	1.0
DetectionChannels AmplifierGain 16	1.0
DetectionChannels AmplifierGain 160	1.0
DetectionChannels AmplifierGain 161	1.0
DetectionChannels AmplifierGain 162	1.0
DetectionChannels AmplifierGain 163	1.0
DetectionChannels AmplifierGain 164	1.0
DetectionChannels AmplifierGain 165	1.0
DetectionChannels AmplifierGain 166	1.0
DetectionChannels AmplifierGain 167	1.0
DetectionChannels AmplifierGain 168	1.0
DetectionChannels AmplifierGain 169	1.0
DetectionChannels AmplifierGain 17	1.0
DetectionChannels AmplifierGain 170	1.0
DetectionChannels AmplifierGain 171	1.0
DetectionChannels AmplifierGain 172	1.0
DetectionChannels AmplifierGain 173	1.0
DetectionChannels AmplifierGain 174	1.0
DetectionChannels AmplifierGain 175	1.0
DetectionChannels AmplifierGain 176	1.0
DetectionChannels AmplifierGain 177	1.0
DetectionChannels AmplifierGain 178	1.0
DetectionChannels AmplifierGain 179	1.0
DetectionChannels AmplifierGain 18	1.0
DetectionChannels AmplifierGain 180	1.0
DetectionChannels AmplifierGain 181	1.0
DetectionChannels AmplifierGain 182	1.0
DetectionChannels AmplifierGain 183	1.0
DetectionChannels AmplifierGain 184	1.0
DetectionChannels AmplifierGain 185	1.0
DetectionChannels AmplifierGain 186	1.0
DetectionChannels AmplifierGain 187	1.0
DetectionChannels AmplifierGain 188	1.0
DetectionChannels AmplifierGain 189	1.0
DetectionChannels AmplifierGain 19	1.0
DetectionChannels AmplifierGain 190	1.0
DetectionChannels AmplifierGain 191	1.0
DetectionChannels AmplifierGain 192	1.0
DetectionChannels AmplifierGain 193	1.0
DetectionChannels AmplifierGain 194	1.0
DetectionChannels AmplifierGain 195	1.0
DetectionChannels AmplifierGain 196	1.0
DetectionChannels AmplifierGain 197	1.0
DetectionChannels AmplifierGain 198	1.0
DetectionChannels AmplifierGain 199	1.0
DetectionChannels AmplifierGain 2	1.0
DetectionChannels AmplifierGain 20	1.0
DetectionChannels AmplifierGain 200	1.0
DetectionChannels AmplifierGain 201	1.0
DetectionChannels AmplifierGain 202	1.0
DetectionChannels AmplifierGain 203	1.0
DetectionChannels AmplifierGain 204	1.0
DetectionChannels AmplifierGain 205	1.0
DetectionChannels AmplifierGain 206	1.0
DetectionChannels AmplifierGain 207	1.0
DetectionChannels AmplifierGain 208	1.0
DetectionChannels AmplifierGain 209	1.0
DetectionChannels AmplifierGain 21	1.0
DetectionChannels AmplifierGain 210	1.0
DetectionChannels AmplifierGain 211	1.0
DetectionChannels AmplifierGain 212	1.0
DetectionChannels AmplifierGain 213	1.0
DetectionChannels AmplifierGain 214	1.0
DetectionChannels AmplifierGain 215	1.0
DetectionChannels AmplifierGain 216	1.0
DetectionChannels AmplifierGain 217	1.0
DetectionChannels AmplifierGain 218	1.0
DetectionChannels AmplifierGain 219	1.0
DetectionChannels AmplifierGain 22	1.0
DetectionChannels AmplifierGain 220	1.0
DetectionChannels AmplifierGain 221	1.0
DetectionChannels AmplifierGain 222	1.0
DetectionChannels AmplifierGain 223	1.0
DetectionChannels AmplifierGain 224	1.0
DetectionChannels AmplifierGain 225	1.0
DetectionChannels AmplifierGain 226	1.0
DetectionChannels AmplifierGain 227	1.0
DetectionChannels AmplifierGain 228	1.0
DetectionChannels AmplifierGain 229	1.0
DetectionChannels AmplifierGain 23	1.0
DetectionChannels AmplifierGain 230	1.0
DetectionChannels AmplifierGain 231	1.0
DetectionChannels AmplifierGain 232	1.0
DetectionChannels AmplifierGain 233	1.0
DetectionChannels AmplifierGain 234	1.0
DetectionChannels AmplifierGain 235	1.0
DetectionChannels AmplifierGain 236	1.0
DetectionChannels AmplifierGain 237	1.0
DetectionChannels AmplifierGain 238	1.0
DetectionChannels AmplifierGain 239	1.0
DetectionChannels AmplifierGain 24	1.0
DetectionChannels AmplifierGain 240	1.0
DetectionChannels AmplifierGain 241	1.0
DetectionChannels AmplifierGain 242	1.0
DetectionChannels AmplifierGain 243	1.0
DetectionChannels AmplifierGain 244	1.0
DetectionChannels AmplifierGain 245	1.0
DetectionChannels AmplifierGain 246	1.0
DetectionChannels AmplifierGain 247	1.0
DetectionChannels AmplifierGain 248	1.0
DetectionChannels AmplifierGain 249	1.0
DetectionChannels AmplifierGain 25	1.0
DetectionChannels AmplifierGain 250	1.0
DetectionChannels AmplifierGain 251	1.0
DetectionChannels AmplifierGain 252	1.0
DetectionChannels AmplifierGain 253	1.0
DetectionChannels AmplifierGain 254	1.0
DetectionChannels AmplifierGain 255	1.0
DetectionChannels AmplifierGain 256	1.0
DetectionChannels AmplifierGain 257	1.0
DetectionChannels AmplifierGain 258	1.0
DetectionChannels AmplifierGain 259	1.0
DetectionChannels AmplifierGain 26	1.0
DetectionChannels AmplifierGain 260	1.0
DetectionChannels AmplifierGain 261	1.0
DetectionChannels AmplifierGain 262	1.0
DetectionChannels AmplifierGain 263	1.0
DetectionChannels AmplifierGain 264	1.0
DetectionChannels AmplifierGain 265	1.0
DetectionChannels AmplifierGain 266	1.0
DetectionChannels AmplifierGain 267	1.0
DetectionChannels AmplifierGain 268	1.0
DetectionChannels AmplifierGain 269	1.0
DetectionChannels AmplifierGain 27	1.0
DetectionChannels AmplifierGain 270	1.0
DetectionChannels AmplifierGain 271	1.0
DetectionChannels AmplifierGain 272	1.0
DetectionChannels AmplifierGain 273	1.0
DetectionChannels AmplifierGain 274	1.0
DetectionChannels AmplifierGain 275	1.0
DetectionChannels AmplifierGain 276	1.0
DetectionChannels AmplifierGain 277	1.0
DetectionChannels AmplifierGain 278	1.0
DetectionChannels AmplifierGain 279	1.0
DetectionChannels AmplifierGain 28	1.0
DetectionChannels AmplifierGain 280	1.0
DetectionChannels AmplifierGain 281	1.0
DetectionChannels AmplifierGain 282	1.0
DetectionChannels AmplifierGain 283	1.0
DetectionChannels AmplifierGain 284	1.0
DetectionChannels AmplifierGain 285	1.0
DetectionChannels AmplifierGain 286	1.0
DetectionChannels AmplifierGain 287	1.0
DetectionChannels AmplifierGain 288	1.0
DetectionChannels AmplifierGain 289	1.0
DetectionChannels AmplifierGain 29	1.0
DetectionChannels AmplifierGain 290	1.0
DetectionChannels AmplifierGain 291	1.0
DetectionChannels AmplifierGain 292	1.0
DetectionChannels AmplifierGain 293	1.0
DetectionChannels AmplifierGain 294	1.0
DetectionChannels AmplifierGain 295	1.0
DetectionChannels AmplifierGain 296	1.0
DetectionChannels AmplifierGain 297	1.0
DetectionChannels AmplifierGain 298	1.0
DetectionChannels AmplifierGain 299	1.0
DetectionChannels AmplifierGain 3	1.0
DetectionChannels AmplifierGain 30	1.0
DetectionChannels AmplifierGain 300	1.0
DetectionChannels AmplifierGain 301	1.0
DetectionChannels AmplifierGain 302	1.0
DetectionChannels AmplifierGain 303	1.0
DetectionChannels AmplifierGain 304	1.0
DetectionChannels AmplifierGain 305	1.0
DetectionChannels AmplifierGain 306	1.0
DetectionChannels AmplifierGain 307	1.0
DetectionChannels AmplifierGain 308	1.0
DetectionChannels AmplifierGain 309	1.0
DetectionChannels AmplifierGain 31	1.0
DetectionChannels AmplifierGain 310	1.0
DetectionChannels AmplifierGain 311	1.0
DetectionChannels AmplifierGain 312	1.0
DetectionChannels AmplifierGain 313	1.0
DetectionChannels AmplifierGain 314	1.0
DetectionChannels AmplifierGain 315	1.0
DetectionChannels AmplifierGain 316	1.0
DetectionChannels AmplifierGain 317	1.0
DetectionChannels AmplifierGain 318	1.0
DetectionChannels AmplifierGain 319	1.0
DetectionChannels AmplifierGain 32	1.0
DetectionChannels AmplifierGain 320	1.0
DetectionChannels AmplifierGain 321	1.0
DetectionChannels AmplifierGain 322	1.0
DetectionChannels AmplifierGain 323	1.0
DetectionChannels AmplifierGain 324	1.0
DetectionChannels AmplifierGain 325	1.0
DetectionChannels AmplifierGain 326	1.0
DetectionChannels AmplifierGain 327	1.0
DetectionChannels AmplifierGain 328	1.0
DetectionChannels AmplifierGain 329	1.0
DetectionChannels AmplifierGain 33	1.0
DetectionChannels AmplifierGain 330	1.0
DetectionChannels AmplifierGain 331	1.0
DetectionChannels AmplifierGain 332	1.0
DetectionChannels AmplifierGain 333	1.0
DetectionChannels AmplifierGain 334	1.0
DetectionChannels AmplifierGain 335	1.0
DetectionChannels AmplifierGain 336	1.0
DetectionChannels AmplifierGain 337	1.0
DetectionChannels AmplifierGain 338	1.0
DetectionChannels AmplifierGain 339	1.0
DetectionChannels AmplifierGain 34	1.0
DetectionChannels AmplifierGain 340	1.0
DetectionChannels AmplifierGain 341	1.0
DetectionChannels AmplifierGain 342	1.0
DetectionChannels AmplifierGain 343	1.0
DetectionChannels AmplifierGain 344	1.0
DetectionChannels AmplifierGain 345	1.0
DetectionChannels AmplifierGain 346	1.0
DetectionChannels AmplifierGain 347	1.0
DetectionChannels AmplifierGain 348	1.0
DetectionChannels AmplifierGain 349	1.0
DetectionChannels AmplifierGain 35	1.0
DetectionChannels AmplifierGain 350	1.0
DetectionChannels AmplifierGain 351	1.0
DetectionChannels AmplifierGain 352	1.0
DetectionChannels AmplifierGain 353	1.0
DetectionChannels AmplifierGain 354	1.0
DetectionChannels AmplifierGain 355	1.0
DetectionChannels AmplifierGain 356	1.0
DetectionChannels AmplifierGain 357	1.0
DetectionChannels AmplifierGain 358	1.0
DetectionChannels AmplifierGain 359	1.0
DetectionChannels AmplifierGain 36	1.0
DetectionChannels AmplifierGain 360	1.0
DetectionChannels AmplifierGain 361	1.0
DetectionChannels AmplifierGain 362	1.0
DetectionChannels AmplifierGain 363	1.0
DetectionChannels AmplifierGain 364	1.0
DetectionChannels AmplifierGain 365	1.0
DetectionChannels AmplifierGain 366	1.0
DetectionChannels AmplifierGain 367	1.0
DetectionChannels AmplifierGain 368	1.0
DetectionChannels AmplifierGain 369	1.0
DetectionChannels AmplifierGain 37	1.0
DetectionChannels AmplifierGain 370	1.0
DetectionChannels AmplifierGain 371	1.0
DetectionChannels AmplifierGain 372	1.0
DetectionChannels AmplifierGain 373	1.0
DetectionChannels AmplifierGain 374	1.0
DetectionChannels AmplifierGain 375	1.0
DetectionChannels AmplifierGain 376	1.0
DetectionChannels AmplifierGain 377	1.0
DetectionChannels AmplifierGain 378	1.0
DetectionChannels AmplifierGain 379	1.0
DetectionChannels AmplifierGain 38	1.0
DetectionChannels AmplifierGain 380	1.0
DetectionChannels AmplifierGain 381	1.0
DetectionChannels AmplifierGain 382	1.0
DetectionChannels AmplifierGain 383	1.0
DetectionChannels AmplifierGain 384	1.0
DetectionChannels AmplifierGain 385	1.0
DetectionChannels AmplifierGain 386	1.0
DetectionChannels AmplifierGain 387	1.0
DetectionChannels AmplifierGain 388	1.0
DetectionChannels AmplifierGain 389	1.0
DetectionChannels AmplifierGain 39	1.0
DetectionChannels AmplifierGain 390	1.0
DetectionChannels AmplifierGain 391	1.0
DetectionChannels AmplifierGain 392	1.0
DetectionChannels AmplifierGain 393	1.0
DetectionChannels AmplifierGain 394	1.0
DetectionChannels AmplifierGain 395	1.0
DetectionChannels AmplifierGain 396	1.0
DetectionChannels AmplifierGain 397	1.0
DetectionChannels AmplifierGain 398	1.0
DetectionChannels AmplifierGain 399	1.0
DetectionChannels AmplifierGain 4	1.0
DetectionChannels AmplifierGain 40	1.0
DetectionChannels AmplifierGain 400	1.0
DetectionChannels AmplifierGain 401	1.0
DetectionChannels AmplifierGain 402	1.0
DetectionChannels AmplifierGain 403	1.0
DetectionChannels AmplifierGain 404	1.0
DetectionChannels AmplifierGain 405	1.0
DetectionChannels AmplifierGain 406	1.0
DetectionChannels AmplifierGain 407	1.0
DetectionChannels AmplifierGain 408	1.0
DetectionChannels AmplifierGain 409	1.0
DetectionChannels AmplifierGain 41	1.0
DetectionChannels AmplifierGain 410	1.0
DetectionChannels AmplifierGain 411	1.0
DetectionChannels AmplifierGain 412	1.0
DetectionChannels AmplifierGain 413	1.0
DetectionChannels AmplifierGain 414	1.0
DetectionChannels AmplifierGain 415	1.0
DetectionChannels AmplifierGain 416	1.0
DetectionChannels AmplifierGain 417	1.0
DetectionChannels AmplifierGain 418	1.0
DetectionChannels AmplifierGain 419	1.0
DetectionChannels AmplifierGain 42	1.0
DetectionChannels AmplifierGain 420	1.0
DetectionChannels AmplifierGain 421	1.0
DetectionChannels AmplifierGain 422	1.0
DetectionChannels AmplifierGain 423	1.0
DetectionChannels AmplifierGain 424	1.0
DetectionChannels AmplifierGain 425	1.0
DetectionChannels AmplifierGain 426	1.0
DetectionChannels AmplifierGain 427	1.0
DetectionChannels AmplifierGain 428	1.0
DetectionChannels AmplifierGain 429	1.0
DetectionChannels AmplifierGain 43	1.0
DetectionChannels AmplifierGain 430	1.0
DetectionChannels AmplifierGain 431	1.0
DetectionChannels AmplifierGain 432	1.0
DetectionChannels AmplifierGain 44	1.0
DetectionChannels AmplifierGain 45	1.0
DetectionChannels AmplifierGain 46	1.0
DetectionChannels AmplifierGain 47	1.0
DetectionChannels AmplifierGain 48	1.0
DetectionChannels AmplifierGain 49	1.0
DetectionChannels AmplifierGain 5	1.0
DetectionChannels AmplifierGain 50	1.0
DetectionChannels AmplifierGain 51	1.0
DetectionChannels AmplifierGain 52	1.0
DetectionChannels AmplifierGain 53	1.0
DetectionChannels AmplifierGain 54	1.0
DetectionChannels AmplifierGain 55	1.0
DetectionChannels AmplifierGain 56	1.0
DetectionChannels AmplifierGain 57	1.0
DetectionChannels AmplifierGain 58	1.0
DetectionChannels AmplifierGain 59	1.0
DetectionChannels AmplifierGain 6	1.0
DetectionChannels AmplifierGain 60	1.0
DetectionChannels AmplifierGain 61	1.0
DetectionChannels AmplifierGain 62	1.0
DetectionChannels AmplifierGain 63	1.0
DetectionChannels AmplifierGain 64	1.0
DetectionChannels AmplifierGain 65	1.0
DetectionChannels AmplifierGain 66	1.0
DetectionChannels AmplifierGain 67	1.0
DetectionChannels AmplifierGain 68	1.0
DetectionChannels AmplifierGain 69	1.0
DetectionChannels AmplifierGain 7	1.0
DetectionChannels AmplifierGain 70	1.0
DetectionChannels AmplifierGain 71	1.0
DetectionChannels AmplifierGain 72	1.0
DetectionChannels AmplifierGain 73	1.0
DetectionChannels AmplifierGain 74	1.0
DetectionChannels AmplifierGain 75	1.0
DetectionChannels AmplifierGain 76	1.0
DetectionChannels AmplifierGain 77	1.0
DetectionChannels AmplifierGain 78	1.0
DetectionChannels AmplifierGain 79	1.0
DetectionChannels AmplifierGain 8	1.0
DetectionChannels AmplifierGain 80	1.0
DetectionChannels AmplifierGain 81	1.0
DetectionChannels AmplifierGain 82	1.0
DetectionChannels AmplifierGain 83	1.0
DetectionChannels AmplifierGain 84	1.0
DetectionChannels AmplifierGain 85	1.0
DetectionChannels AmplifierGain 86	1.0
DetectionChannels AmplifierGain 87	1.0
DetectionChannels AmplifierGain 88	1.0
DetectionChannels AmplifierGain 89	1.0
DetectionChannels AmplifierGain 9	1.0
DetectionChannels AmplifierGain 90	1.0
DetectionChannels AmplifierGain 91	1.0
DetectionChannels AmplifierGain 92	1.0
DetectionChannels AmplifierGain 93	1.0
DetectionChannels AmplifierGain 94	1.0
DetectionChannels AmplifierGain 95	1.0
DetectionChannels AmplifierGain 96	1.0
DetectionChannels AmplifierGain 97	1.0
DetectionChannels AmplifierGain 98	1.0
DetectionChannels AmplifierGain 99	1.0
DetectionChannels AmplifierGainFirstImage 1	1.0
DetectionChannels AmplifierGainFirstImage 10	1.0
DetectionChannels AmplifierGainFirstImage 100	1.0
DetectionChannels AmplifierGainFirstImage 101	1.0
DetectionChannels AmplifierGainFirstImage 102	1.0
DetectionChannels AmplifierGainFirstImage 103	1.0
DetectionChannels AmplifierGainFirstImage 104	1.0
DetectionChannels AmplifierGainFirstImage 105	1.0
DetectionChannels AmplifierGainFirstImage 106	1.0
DetectionChannels AmplifierGainFirstImage 107	1.0
DetectionChannels AmplifierGainFirstImage 108	1.0
DetectionChannels AmplifierGainFirstImage 109	1.0
DetectionChannels AmplifierGainFirstImage 11	1.0
DetectionChannels AmplifierGainFirstImage 110	1.0
DetectionChannels AmplifierGainFirstImage 111	1.0
DetectionChannels AmplifierGainFirstImage 112	1.0
DetectionChannels AmplifierGainFirstImage 113	1.0
DetectionChannels AmplifierGainFirstImage 114	1.0
DetectionChannels AmplifierGainFirstImage 115	1.0
DetectionChannels AmplifierGainFirstImage 116	1.0
DetectionChannels AmplifierGainFirstImage 117	1.0
DetectionChannels AmplifierGainFirstImage 118	1.0
DetectionChannels AmplifierGainFirstImage 119	1.0
DetectionChannels AmplifierGainFirstImage 12	1.0
DetectionChannels AmplifierGainFirstImage 120	1.0
DetectionChannels AmplifierGainFirstImage 121	1.0
DetectionChannels AmplifierGainFirstImage 122	1.0
DetectionChannels AmplifierGainFirstImage 123	1.0
DetectionChannels AmplifierGainFirstImage 124	1.0
DetectionChannels AmplifierGainFirstImage 125	1.0
DetectionChannels AmplifierGainFirstImage 126	1.0
DetectionChannels AmplifierGainFirstImage 127	1.0
DetectionChannels AmplifierGainFirstImage 128	1.0
DetectionChannels AmplifierGainFirstImage 129	1.0
DetectionChannels AmplifierGainFirstImage 13	1.0
DetectionChannels AmplifierGainFirstImage 130	1.0
DetectionChannels AmplifierGainFirstImage 131	1.0
DetectionChannels AmplifierGainFirstImage 132	1.0
DetectionChannels AmplifierGainFirstImage 133	1.0
DetectionChannels AmplifierGainFirstImage 134	1.0
DetectionChannels AmplifierGainFirstImage 135	1.0
DetectionChannels AmplifierGainFirstImage 136	1.0
DetectionChannels AmplifierGainFirstImage 137	1.0
DetectionChannels AmplifierGainFirstImage 138	1.0
DetectionChannels AmplifierGainFirstImage 139	1.0
DetectionChannels AmplifierGainFirstImage 14	1.0
DetectionChannels AmplifierGainFirstImage 140	1.0
DetectionChannels AmplifierGainFirstImage 141	1.0
DetectionChannels AmplifierGainFirstImage 142	1.0
DetectionChannels AmplifierGainFirstImage 143	1.0
DetectionChannels AmplifierGainFirstImage 144	1.0
DetectionChannels AmplifierGainFirstImage 145	1.0
DetectionChannels AmplifierGainFirstImage 146	1.0
DetectionChannels AmplifierGainFirstImage 147	1.0
DetectionChannels AmplifierGainFirstImage 148	1.0
DetectionChannels AmplifierGainFirstImage 149	1.0
DetectionChannels AmplifierGainFirstImage 15	1.0
DetectionChannels AmplifierGainFirstImage 150	1.0
DetectionChannels AmplifierGainFirstImage 151	1.0
DetectionChannels AmplifierGainFirstImage 152	1.0
DetectionChannels AmplifierGainFirstImage 153	1.0
DetectionChannels AmplifierGainFirstImage 154	1.0
DetectionChannels AmplifierGainFirstImage 155	1.0
DetectionChannels AmplifierGainFirstImage 156	1.0
DetectionChannels AmplifierGainFirstImage 157	1.0
DetectionChannels AmplifierGainFirstImage 158	1.0
DetectionChannels AmplifierGainFirstImage 159	1.0
DetectionChannels AmplifierGainFirstImage 16	1.0
DetectionChannels AmplifierGainFirstImage 160	1.0
DetectionChannels AmplifierGainFirstImage 161	1.0
DetectionChannels AmplifierGainFirstImage 162	1.0
DetectionChannels AmplifierGainFirstImage 163	1.0
DetectionChannels AmplifierGainFirstImage 164	1.0
DetectionChannels AmplifierGainFirstImage 165	1.0
DetectionChannels AmplifierGainFirstImage 166	1.0
DetectionChannels AmplifierGainFirstImage 167	1.0
DetectionChannels AmplifierGainFirstImage 168	1.0
DetectionChannels AmplifierGainFirstImage 169	1.0
DetectionChannels AmplifierGainFirstImage 17	1.0
DetectionChannels AmplifierGainFirstImage 170	1.0
DetectionChannels AmplifierGainFirstImage 171	1.0
DetectionChannels AmplifierGainFirstImage 172	1.0
DetectionChannels AmplifierGainFirstImage 173	1.0
DetectionChannels AmplifierGainFirstImage 174	1.0
DetectionChannels AmplifierGainFirstImage 175	1.0
DetectionChannels AmplifierGainFirstImage 176	1.0
DetectionChannels AmplifierGainFirstImage 177	1.0
DetectionChannels AmplifierGainFirstImage 178	1.0
DetectionChannels AmplifierGainFirstImage 179	1.0
DetectionChannels AmplifierGainFirstImage 18	1.0
DetectionChannels AmplifierGainFirstImage 180	1.0
DetectionChannels AmplifierGainFirstImage 181	1.0
DetectionChannels AmplifierGainFirstImage 182	1.0
DetectionChannels AmplifierGainFirstImage 183	1.0
DetectionChannels AmplifierGainFirstImage 184	1.0
DetectionChannels AmplifierGainFirstImage 185	1.0
DetectionChannels AmplifierGainFirstImage 186	1.0
DetectionChannels AmplifierGainFirstImage 187	1.0
DetectionChannels AmplifierGainFirstImage 188	1.0
DetectionChannels AmplifierGainFirstImage 189	1.0
DetectionChannels AmplifierGainFirstImage 19	1.0
DetectionChannels AmplifierGainFirstImage 190	1.0
DetectionChannels AmplifierGainFirstImage 191	1.0
DetectionChannels AmplifierGainFirstImage 192	1.0
DetectionChannels AmplifierGainFirstImage 193	1.0
DetectionChannels AmplifierGainFirstImage 194	1.0
DetectionChannels AmplifierGainFirstImage 195	1.0
DetectionChannels AmplifierGainFirstImage 196	1.0
DetectionChannels AmplifierGainFirstImage 197	1.0
DetectionChannels AmplifierGainFirstImage 198	1.0
DetectionChannels AmplifierGainFirstImage 199	1.0
DetectionChannels AmplifierGainFirstImage 2	1.0
DetectionChannels AmplifierGainFirstImage 20	1.0
DetectionChannels AmplifierGainFirstImage 200	1.0
DetectionChannels AmplifierGainFirstImage 201	1.0
DetectionChannels AmplifierGainFirstImage 202	1.0
DetectionChannels AmplifierGainFirstImage 203	1.0
DetectionChannels AmplifierGainFirstImage 204	1.0
DetectionChannels AmplifierGainFirstImage 205	1.0
DetectionChannels AmplifierGainFirstImage 206	1.0
DetectionChannels AmplifierGainFirstImage 207	1.0
DetectionChannels AmplifierGainFirstImage 208	1.0
DetectionChannels AmplifierGainFirstImage 209	1.0
DetectionChannels AmplifierGainFirstImage 21	1.0
DetectionChannels AmplifierGainFirstImage 210	1.0
DetectionChannels AmplifierGainFirstImage 211	1.0
DetectionChannels AmplifierGainFirstImage 212	1.0
DetectionChannels AmplifierGainFirstImage 213	1.0
DetectionChannels AmplifierGainFirstImage 214	1.0
DetectionChannels AmplifierGainFirstImage 215	1.0
DetectionChannels AmplifierGainFirstImage 216	1.0
DetectionChannels AmplifierGainFirstImage 217	1.0
DetectionChannels AmplifierGainFirstImage 218	1.0
DetectionChannels AmplifierGainFirstImage 219	1.0
DetectionChannels AmplifierGainFirstImage 22	1.0
DetectionChannels AmplifierGainFirstImage 220	1.0
DetectionChannels AmplifierGainFirstImage 221	1.0
DetectionChannels AmplifierGainFirstImage 222	1.0
DetectionChannels AmplifierGainFirstImage 223	1.0
DetectionChannels AmplifierGainFirstImage 224	1.0
DetectionChannels AmplifierGainFirstImage 225	1.0
DetectionChannels AmplifierGainFirstImage 226	1.0
DetectionChannels AmplifierGainFirstImage 227	1.0
DetectionChannels AmplifierGainFirstImage 228	1.0
DetectionChannels AmplifierGainFirstImage 229	1.0
DetectionChannels AmplifierGainFirstImage 23	1.0
DetectionChannels AmplifierGainFirstImage 230	1.0
DetectionChannels AmplifierGainFirstImage 231	1.0
DetectionChannels AmplifierGainFirstImage 232	1.0
DetectionChannels AmplifierGainFirstImage 233	1.0
DetectionChannels AmplifierGainFirstImage 234	1.0
DetectionChannels AmplifierGainFirstImage 235	1.0
DetectionChannels AmplifierGainFirstImage 236	1.0
DetectionChannels AmplifierGainFirstImage 237	1.0
DetectionChannels AmplifierGainFirstImage 238	1.0
DetectionChannels AmplifierGainFirstImage 239	1.0
DetectionChannels AmplifierGainFirstImage 24	1.0
DetectionChannels AmplifierGainFirstImage 240	1.0
DetectionChannels AmplifierGainFirstImage 241	1.0
DetectionChannels AmplifierGainFirstImage 242	1.0
DetectionChannels AmplifierGainFirstImage 243	1.0
DetectionChannels AmplifierGainFirstImage 244	1.0
DetectionChannels AmplifierGainFirstImage 245	1.0
DetectionChannels AmplifierGainFirstImage 246	1.0
DetectionChannels AmplifierGainFirstImage 247	1.0
DetectionChannels AmplifierGainFirstImage 248	1.0
DetectionChannels AmplifierGainFirstImage 249	1.0
DetectionChannels AmplifierGainFirstImage 25	1.0
DetectionChannels AmplifierGainFirstImage 250	1.0
DetectionChannels AmplifierGainFirstImage 251	1.0
DetectionChannels AmplifierGainFirstImage 252	1.0
DetectionChannels AmplifierGainFirstImage 253	1.0
DetectionChannels AmplifierGainFirstImage 254	1.0
DetectionChannels AmplifierGainFirstImage 255	1.0
DetectionChannels AmplifierGainFirstImage 256	1.0
DetectionChannels AmplifierGainFirstImage 257	1.0
DetectionChannels AmplifierGainFirstImage 258	1.0
DetectionChannels AmplifierGainFirstImage 259	1.0
DetectionChannels AmplifierGainFirstImage 26	1.0
DetectionChannels AmplifierGainFirstImage 260	1.0
DetectionChannels AmplifierGainFirstImage 261	1.0
DetectionChannels AmplifierGainFirstImage 262	1.0
DetectionChannels AmplifierGainFirstImage 263	1.0
DetectionChannels AmplifierGainFirstImage 264	1.0
DetectionChannels AmplifierGainFirstImage 265	1.0
DetectionChannels AmplifierGainFirstImage 266	1.0
DetectionChannels AmplifierGainFirstImage 267	1.0
DetectionChannels AmplifierGainFirstImage 268	1.0
DetectionChannels AmplifierGainFirstImage 269	1.0
DetectionChannels AmplifierGainFirstImage 27	1.0
DetectionChannels AmplifierGainFirstImage 270	1.0
DetectionChannels AmplifierGainFirstImage 271	1.0
DetectionChannels AmplifierGainFirstImage 272	1.0
DetectionChannels AmplifierGainFirstImage 273	1.0
DetectionChannels AmplifierGainFirstImage 274	1.0
DetectionChannels AmplifierGainFirstImage 275	1.0
DetectionChannels AmplifierGainFirstImage 276	1.0
DetectionChannels AmplifierGainFirstImage 277	1.0
DetectionChannels AmplifierGainFirstImage 278	1.0
DetectionChannels AmplifierGainFirstImage 279	1.0
DetectionChannels AmplifierGainFirstImage 28	1.0
DetectionChannels AmplifierGainFirstImage 280	1.0
DetectionChannels AmplifierGainFirstImage 281	1.0
DetectionChannels AmplifierGainFirstImage 282	1.0
DetectionChannels AmplifierGainFirstImage 283	1.0
DetectionChannels AmplifierGainFirstImage 284	1.0
DetectionChannels AmplifierGainFirstImage 285	1.0
DetectionChannels AmplifierGainFirstImage 286	1.0
DetectionChannels AmplifierGainFirstImage 287	1.0
DetectionChannels AmplifierGainFirstImage 288	1.0
DetectionChannels AmplifierGainFirstImage 289	1.0
DetectionChannels AmplifierGainFirstImage 29	1.0
DetectionChannels AmplifierGainFirstImage 290	1.0
DetectionChannels AmplifierGainFirstImage 291	1.0
DetectionChannels AmplifierGainFirstImage 292	1.0
DetectionChannels AmplifierGainFirstImage 293	1.0
DetectionChannels AmplifierGainFirstImage 294	1.0
DetectionChannels AmplifierGainFirstImage 295	1.0
DetectionChannels AmplifierGainFirstImage 296	1.0
DetectionChannels AmplifierGainFirstImage 297	1.0
DetectionChannels AmplifierGainFirstImage 298	1.0
DetectionChannels AmplifierGainFirstImage 299	1.0
DetectionChannels AmplifierGainFirstImage 3	1.0
DetectionChannels AmplifierGainFirstImage 30	1.0
DetectionChannels AmplifierGainFirstImage 300	1.0
DetectionChannels AmplifierGainFirstImage 301	1.0
DetectionChannels AmplifierGainFirstImage 302	1.0
DetectionChannels AmplifierGainFirstImage 303	1.0
DetectionChannels AmplifierGainFirstImage 304	1.0
DetectionChannels AmplifierGainFirstImage 305	1.0
DetectionChannels AmplifierGainFirstImage 306	1.0
DetectionChannels AmplifierGainFirstImage 307	1.0
DetectionChannels AmplifierGainFirstImage 308	1.0
DetectionChannels AmplifierGainFirstImage 309	1.0
DetectionChannels AmplifierGainFirstImage 31	1.0
DetectionChannels AmplifierGainFirstImage 310	1.0
DetectionChannels AmplifierGainFirstImage 311	1.0
DetectionChannels AmplifierGainFirstImage 312	1.0
DetectionChannels AmplifierGainFirstImage 313	1.0
DetectionChannels AmplifierGainFirstImage 314	1.0
DetectionChannels AmplifierGainFirstImage 315	1.0
DetectionChannels AmplifierGainFirstImage 316	1.0
DetectionChannels AmplifierGainFirstImage 317	1.0
DetectionChannels AmplifierGainFirstImage 318	1.0
DetectionChannels AmplifierGainFirstImage 319	1.0
DetectionChannels AmplifierGainFirstImage 32	1.0
DetectionChannels AmplifierGainFirstImage 320	1.0
DetectionChannels AmplifierGainFirstImage 321	1.0
DetectionChannels AmplifierGainFirstImage 322	1.0
DetectionChannels AmplifierGainFirstImage 323	1.0
DetectionChannels AmplifierGainFirstImage 324	1.0
DetectionChannels AmplifierGainFirstImage 325	1.0
DetectionChannels AmplifierGainFirstImage 326	1.0
DetectionChannels AmplifierGainFirstImage 327	1.0
DetectionChannels AmplifierGainFirstImage 328	1.0
DetectionChannels AmplifierGainFirstImage 329	1.0
DetectionChannels AmplifierGainFirstImage 33	1.0
DetectionChannels AmplifierGainFirstImage 330	1.0
DetectionChannels AmplifierGainFirstImage 331	1.0
DetectionChannels AmplifierGainFirstImage 332	1.0
DetectionChannels AmplifierGainFirstImage 333	1.0
DetectionChannels AmplifierGainFirstImage 334	1.0
DetectionChannels AmplifierGainFirstImage 335	1.0
DetectionChannels AmplifierGainFirstImage 336	1.0
DetectionChannels AmplifierGainFirstImage 337	1.0
DetectionChannels AmplifierGainFirstImage 338	1.0
DetectionChannels AmplifierGainFirstImage 339	1.0
DetectionChannels AmplifierGainFirstImage 34	1.0
DetectionChannels AmplifierGainFirstImage 340	1.0
DetectionChannels AmplifierGainFirstImage 341	1.0
DetectionChannels AmplifierGainFirstImage 342	1.0
DetectionChannels AmplifierGainFirstImage 343	1.0
DetectionChannels AmplifierGainFirstImage 344	1.0
DetectionChannels AmplifierGainFirstImage 345	1.0
DetectionChannels AmplifierGainFirstImage 346	1.0
DetectionChannels AmplifierGainFirstImage 347	1.0
DetectionChannels AmplifierGainFirstImage 348	1.0
DetectionChannels AmplifierGainFirstImage 349	1.0
DetectionChannels AmplifierGainFirstImage 35	1.0
DetectionChannels AmplifierGainFirstImage 350	1.0
DetectionChannels AmplifierGainFirstImage 351	1.0
DetectionChannels AmplifierGainFirstImage 352	1.0
DetectionChannels AmplifierGainFirstImage 353	1.0
DetectionChannels AmplifierGainFirstImage 354	1.0
DetectionChannels AmplifierGainFirstImage 355	1.0
DetectionChannels AmplifierGainFirstImage 356	1.0
DetectionChannels AmplifierGainFirstImage 357	1.0
DetectionChannels AmplifierGainFirstImage 358	1.0
DetectionChannels AmplifierGainFirstImage 359	1.0
DetectionChannels AmplifierGainFirstImage 36	1.0
DetectionChannels AmplifierGainFirstImage 360	1.0
DetectionChannels AmplifierGainFirstImage 361	1.0
DetectionChannels AmplifierGainFirstImage 362	1.0
DetectionChannels AmplifierGainFirstImage 363	1.0
DetectionChannels AmplifierGainFirstImage 364	1.0
DetectionChannels AmplifierGainFirstImage 365	1.0
DetectionChannels AmplifierGainFirstImage 366	1.0
DetectionChannels AmplifierGainFirstImage 367	1.0
DetectionChannels AmplifierGainFirstImage 368	1.0
DetectionChannels AmplifierGainFirstImage 369	1.0
DetectionChannels AmplifierGainFirstImage 37	1.0
DetectionChannels AmplifierGainFirstImage 370	1.0
DetectionChannels AmplifierGainFirstImage 371	1.0
DetectionChannels AmplifierGainFirstImage 372	1.0
DetectionChannels AmplifierGainFirstImage 373	1.0
DetectionChannels AmplifierGainFirstImage 374	1.0
DetectionChannels AmplifierGainFirstImage 375	1.0
DetectionChannels AmplifierGainFirstImage 376	1.0
DetectionChannels AmplifierGainFirstImage 377	1.0
DetectionChannels AmplifierGainFirstImage 378	1.0
DetectionChannels AmplifierGainFirstImage 379	1.0
DetectionChannels AmplifierGainFirstImage 38	1.0
DetectionChannels AmplifierGainFirstImage 380	1.0
DetectionChannels AmplifierGainFirstImage 381	1.0
DetectionChannels AmplifierGainFirstImage 382	1.0
DetectionChannels AmplifierGainFirstImage 383	1.0
DetectionChannels AmplifierGainFirstImage 384	1.0
DetectionChannels AmplifierGainFirstImage 385	1.0
DetectionChannels AmplifierGainFirstImage 386	1.0
DetectionChannels AmplifierGainFirstImage 387	1.0
DetectionChannels AmplifierGainFirstImage 388	1.0
DetectionChannels AmplifierGainFirstImage 389	1.0
DetectionChannels AmplifierGainFirstImage 39	1.0
DetectionChannels AmplifierGainFirstImage 390	1.0
DetectionChannels AmplifierGainFirstImage 391	1.0
DetectionChannels AmplifierGainFirstImage 392	1.0
DetectionChannels AmplifierGainFirstImage 393	1.0
DetectionChannels AmplifierGainFirstImage 394	1.0
DetectionChannels AmplifierGainFirstImage 395	1.0
DetectionChannels AmplifierGainFirstImage 396	1.0
DetectionChannels AmplifierGainFirstImage 397	1.0
DetectionChannels AmplifierGainFirstImage 398	1.0
DetectionChannels AmplifierGainFirstImage 399	1.0
DetectionChannels AmplifierGainFirstImage 4	1.0
DetectionChannels AmplifierGainFirstImage 40	1.0
DetectionChannels AmplifierGainFirstImage 400	1.0
DetectionChannels AmplifierGainFirstImage 401	1.0
DetectionChannels AmplifierGainFirstImage 402	1.0
DetectionChannels AmplifierGainFirstImage 403	1.0
DetectionChannels AmplifierGainFirstImage 404	1.0
DetectionChannels AmplifierGainFirstImage 405	1.0
DetectionChannels AmplifierGainFirstImage 406	1.0
DetectionChannels AmplifierGainFirstImage 407	1.0
DetectionChannels AmplifierGainFirstImage 408	1.0
DetectionChannels AmplifierGainFirstImage 409	1.0
DetectionChannels AmplifierGainFirstImage 41	1.0
DetectionChannels AmplifierGainFirstImage 410	1.0
DetectionChannels AmplifierGainFirstImage 411	1.0
DetectionChannels AmplifierGainFirstImage 412	1.0
DetectionChannels AmplifierGainFirstImage 413	1.0
DetectionChannels AmplifierGainFirstImage 414	1.0
DetectionChannels AmplifierGainFirstImage 415	1.0
DetectionChannels AmplifierGainFirstImage 416	1.0
DetectionChannels AmplifierGainFirstImage 417	1.0
DetectionChannels AmplifierGainFirstImage 418	1.0
DetectionChannels AmplifierGainFirstImage 419	1.0
DetectionChannels AmplifierGainFirstImage 42	1.0
DetectionChannels AmplifierGainFirstImage 420	1.0
DetectionChannels AmplifierGainFirstImage 421	1.0
DetectionChannels AmplifierGainFirstImage 422	1.0
DetectionChannels AmplifierGainFirstImage 423	1.0
DetectionChannels AmplifierGainFirstImage 424	1.0
DetectionChannels AmplifierGainFirstImage 425	1.0
DetectionChannels AmplifierGainFirstImage 426	1.0
DetectionChannels AmplifierGainFirstImage 427	1.0
DetectionChannels AmplifierGainFirstImage 428	1.0
DetectionChannels AmplifierGainFirstImage 429	1.0
DetectionChannels AmplifierGainFirstImage 43	1.0
DetectionChannels AmplifierGainFirstImage 430	1.0
DetectionChannels AmplifierGainFirstImage 431	1.0
DetectionChannels AmplifierGainFirstImage 432	1.0
DetectionChannels AmplifierGainFirstImage 44	1.0
DetectionChannels AmplifierGainFirstImage 45	1.0
DetectionChannels AmplifierGainFirstImage 46	1.0
DetectionChannels AmplifierGainFirstImage 47	1.0
DetectionChannels AmplifierGainFirstImage 48	1.0
DetectionChannels AmplifierGainFirstImage 49	1.0
DetectionChannels AmplifierGainFirstImage 5	1.0
DetectionChannels AmplifierGainFirstImage 50	1.0
DetectionChannels AmplifierGainFirstImage 51	1.0
DetectionChannels AmplifierGainFirstImage 52	1.0
DetectionChannels AmplifierGainFirstImage 53	1.0
DetectionChannels AmplifierGainFirstImage 54	1.0
DetectionChannels AmplifierGainFirstImage 55	1.0
DetectionChannels AmplifierGainFirstImage 56	1.0
DetectionChannels AmplifierGainFirstImage 57	1.0
DetectionChannels AmplifierGainFirstImage 58	1.0
DetectionChannels AmplifierGainFirstImage 59	1.0
DetectionChannels AmplifierGainFirstImage 6	1.0
DetectionChannels AmplifierGainFirstImage 60	1.0
DetectionChannels AmplifierGainFirstImage 61	1.0
DetectionChannels AmplifierGainFirstImage 62	1.0
DetectionChannels AmplifierGainFirstImage 63	1.0
DetectionChannels AmplifierGainFirstImage 64	1.0
DetectionChannels AmplifierGainFirstImage 65	1.0
DetectionChannels AmplifierGainFirstImage 66	1.0
DetectionChannels AmplifierGainFirstImage 67	1.0
DetectionChannels AmplifierGainFirstImage 68	1.0
DetectionChannels AmplifierGainFirstImage 69	1.0
DetectionChannels AmplifierGainFirstImage 7	1.0
DetectionChannels AmplifierGainFirstImage 70	1.0
DetectionChannels AmplifierGainFirstImage 71	1.0
DetectionChannels AmplifierGainFirstImage 72	1.0
DetectionChannels AmplifierGainFirstImage 73	1.0
DetectionChannels AmplifierGainFirstImage 74	1.0
DetectionChannels AmplifierGainFirstImage 75	1.0
DetectionChannels AmplifierGainFirstImage 76	1.0
DetectionChannels AmplifierGainFirstImage 77	1.0
DetectionChannels AmplifierGainFirstImage 78	1.0
DetectionChannels AmplifierGainFirstImage 79	1.0
DetectionChannels AmplifierGainFirstImage 8	1.0
DetectionChannels AmplifierGainFirstImage 80	1.0
DetectionChannels AmplifierGainFirstImage 81	1.0
DetectionChannels AmplifierGainFirstImage 82	1.0
DetectionChannels AmplifierGainFirstImage 83	1.0
DetectionChannels AmplifierGainFirstImage 84	1.0
DetectionChannels AmplifierGainFirstImage 85	1.0
DetectionChannels AmplifierGainFirstImage 86	1.0
DetectionChannels AmplifierGainFirstImage 87	1.0
DetectionChannels AmplifierGainFirstImage 88	1.0
DetectionChannels AmplifierGainFirstImage 89	1.0
DetectionChannels AmplifierGainFirstImage 9	1.0
DetectionChannels AmplifierGainFirstImage 90	1.0
DetectionChannels AmplifierGainFirstImage 91	1.0
DetectionChannels AmplifierGainFirstImage 92	1.0
DetectionChannels AmplifierGainFirstImage 93	1.0
DetectionChannels AmplifierGainFirstImage 94	1.0
DetectionChannels AmplifierGainFirstImage 95	1.0
DetectionChannels AmplifierGainFirstImage 96	1.0
DetectionChannels AmplifierGainFirstImage 97	1.0
DetectionChannels AmplifierGainFirstImage 98	1.0
DetectionChannels AmplifierGainFirstImage 99	1.0
DetectionChannels AmplifierGainLastImage 1	1.0
DetectionChannels AmplifierGainLastImage 10	1.0
DetectionChannels AmplifierGainLastImage 100	1.0
DetectionChannels AmplifierGainLastImage 101	1.0
DetectionChannels AmplifierGainLastImage 102	1.0
DetectionChannels AmplifierGainLastImage 103	1.0
DetectionChannels AmplifierGainLastImage 104	1.0
DetectionChannels AmplifierGainLastImage 105	1.0
DetectionChannels AmplifierGainLastImage 106	1.0
DetectionChannels AmplifierGainLastImage 107	1.0
DetectionChannels AmplifierGainLastImage 108	1.0
DetectionChannels AmplifierGainLastImage 109	1.0
DetectionChannels AmplifierGainLastImage 11	1.0
DetectionChannels AmplifierGainLastImage 110	1.0
DetectionChannels AmplifierGainLastImage 111	1.0
DetectionChannels AmplifierGainLastImage 112	1.0
DetectionChannels AmplifierGainLastImage 113	1.0
DetectionChannels AmplifierGainLastImage 114	1.0
DetectionChannels AmplifierGainLastImage 115	1.0
DetectionChannels AmplifierGainLastImage 116	1.0
DetectionChannels AmplifierGainLastImage 117	1.0
DetectionChannels AmplifierGainLastImage 118	1.0
DetectionChannels AmplifierGainLastImage 119	1.0
DetectionChannels AmplifierGainLastImage 12	1.0
DetectionChannels AmplifierGainLastImage 120	1.0
DetectionChannels AmplifierGainLastImage 121	1.0
DetectionChannels AmplifierGainLastImage 122	1.0
DetectionChannels AmplifierGainLastImage 123	1.0
DetectionChannels AmplifierGainLastImage 124	1.0
DetectionChannels AmplifierGainLastImage 125	1.0
DetectionChannels AmplifierGainLastImage 126	1.0
DetectionChannels AmplifierGainLastImage 127	1.0
DetectionChannels AmplifierGainLastImage 128	1.0
DetectionChannels AmplifierGainLastImage 129	1.0
DetectionChannels AmplifierGainLastImage 13	1.0
DetectionChannels AmplifierGainLastImage 130	1.0
DetectionChannels AmplifierGainLastImage 131	1.0
DetectionChannels AmplifierGainLastImage 132	1.0
DetectionChannels AmplifierGainLastImage 133	1.0
DetectionChannels AmplifierGainLastImage 134	1.0
DetectionChannels AmplifierGainLastImage 135	1.0
DetectionChannels AmplifierGainLastImage 136	1.0
DetectionChannels AmplifierGainLastImage 137	1.0
DetectionChannels AmplifierGainLastImage 138	1.0
DetectionChannels AmplifierGainLastImage 139	1.0
DetectionChannels AmplifierGainLastImage 14	1.0
DetectionChannels AmplifierGainLastImage 140	1.0
DetectionChannels AmplifierGainLastImage 141	1.0
DetectionChannels AmplifierGainLastImage 142	1.0
DetectionChannels AmplifierGainLastImage 143	1.0
DetectionChannels AmplifierGainLastImage 144	1.0
DetectionChannels AmplifierGainLastImage 145	1.0
DetectionChannels AmplifierGainLastImage 146	1.0
DetectionChannels AmplifierGainLastImage 147	1.0
DetectionChannels AmplifierGainLastImage 148	1.0
DetectionChannels AmplifierGainLastImage 149	1.0
DetectionChannels AmplifierGainLastImage 15	1.0
DetectionChannels AmplifierGainLastImage 150	1.0
DetectionChannels AmplifierGainLastImage 151	1.0
DetectionChannels AmplifierGainLastImage 152	1.0
DetectionChannels AmplifierGainLastImage 153	1.0
DetectionChannels AmplifierGainLastImage 154	1.0
DetectionChannels AmplifierGainLastImage 155	1.0
DetectionChannels AmplifierGainLastImage 156	1.0
DetectionChannels AmplifierGainLastImage 157	1.0
DetectionChannels AmplifierGainLastImage 158	1.0
DetectionChannels AmplifierGainLastImage 159	1.0
DetectionChannels AmplifierGainLastImage 16	1.0
DetectionChannels AmplifierGainLastImage 160	1.0
DetectionChannels AmplifierGainLastImage 161	1.0
DetectionChannels AmplifierGainLastImage 162	1.0
DetectionChannels AmplifierGainLastImage 163	1.0
DetectionChannels AmplifierGainLastImage 164	1.0
DetectionChannels AmplifierGainLastImage 165	1.0
DetectionChannels AmplifierGainLastImage 166	1.0
DetectionChannels AmplifierGainLastImage 167	1.0
DetectionChannels AmplifierGainLastImage 168	1.0
DetectionChannels AmplifierGainLastImage 169	1.0
DetectionChannels AmplifierGainLastImage 17	1.0
DetectionChannels AmplifierGainLastImage 170	1.0
DetectionChannels AmplifierGainLastImage 171	1.0
DetectionChannels AmplifierGainLastImage 172	1.0
DetectionChannels AmplifierGainLastImage 173	1.0
DetectionChannels AmplifierGainLastImage 174	1.0
DetectionChannels AmplifierGainLastImage 175	1.0
DetectionChannels AmplifierGainLastImage 176	1.0
DetectionChannels AmplifierGainLastImage 177	1.0
DetectionChannels AmplifierGainLastImage 178	1.0
DetectionChannels AmplifierGainLastImage 179	1.0
DetectionChannels AmplifierGainLastImage 18	1.0
DetectionChannels AmplifierGainLastImage 180	1.0
DetectionChannels AmplifierGainLastImage 181	1.0
DetectionChannels AmplifierGainLastImage 182	1.0
DetectionChannels AmplifierGainLastImage 183	1.0
DetectionChannels AmplifierGainLastImage 184	1.0
DetectionChannels AmplifierGainLastImage 185	1.0
DetectionChannels AmplifierGainLastImage 186	1.0
DetectionChannels AmplifierGainLastImage 187	1.0
DetectionChannels AmplifierGainLastImage 188	1.0
DetectionChannels AmplifierGainLastImage 189	1.0
DetectionChannels AmplifierGainLastImage 19	1.0
DetectionChannels AmplifierGainLastImage 190	1.0
DetectionChannels AmplifierGainLastImage 191	1.0
DetectionChannels AmplifierGainLastImage 192	1.0
DetectionChannels AmplifierGainLastImage 193	1.0
DetectionChannels AmplifierGainLastImage 194	1.0
DetectionChannels AmplifierGainLastImage 195	1.0
DetectionChannels AmplifierGainLastImage 196	1.0
DetectionChannels AmplifierGainLastImage 197	1.0
DetectionChannels AmplifierGainLastImage 198	1.0
DetectionChannels AmplifierGainLastImage 199	1.0
DetectionChannels AmplifierGainLastImage 2	1.0
DetectionChannels AmplifierGainLastImage 20	1.0
DetectionChannels AmplifierGainLastImage 200	1.0
DetectionChannels AmplifierGainLastImage 201	1.0
DetectionChannels AmplifierGainLastImage 202	1.0
DetectionChannels AmplifierGainLastImage 203	1.0
DetectionChannels AmplifierGainLastImage 204	1.0
DetectionChannels AmplifierGainLastImage 205	1.0
DetectionChannels AmplifierGainLastImage 206	1.0
DetectionChannels AmplifierGainLastImage 207	1.0
DetectionChannels AmplifierGainLastImage 208	1.0
DetectionChannels AmplifierGainLastImage 209	1.0
DetectionChannels AmplifierGainLastImage 21	1.0
DetectionChannels AmplifierGainLastImage 210	1.0
DetectionChannels AmplifierGainLastImage 211	1.0
DetectionChannels AmplifierGainLastImage 212	1.0
DetectionChannels AmplifierGainLastImage 213	1.0
DetectionChannels AmplifierGainLastImage 214	1.0
DetectionChannels AmplifierGainLastImage 215	1.0
DetectionChannels AmplifierGainLastImage 216	1.0
DetectionChannels AmplifierGainLastImage 217	1.0
DetectionChannels AmplifierGainLastImage 218	1.0
DetectionChannels AmplifierGainLastImage 219	1.0
DetectionChannels AmplifierGainLastImage 22	1.0
DetectionChannels AmplifierGainLastImage 220	1.0
DetectionChannels AmplifierGainLastImage 221	1.0
DetectionChannels AmplifierGainLastImage 222	1.0
DetectionChannels AmplifierGainLastImage 223	1.0
DetectionChannels AmplifierGainLastImage 224	1.0
DetectionChannels AmplifierGainLastImage 225	1.0
DetectionChannels AmplifierGainLastImage 226	1.0
DetectionChannels AmplifierGainLastImage 227	1.0
DetectionChannels AmplifierGainLastImage 228	1.0
DetectionChannels AmplifierGainLastImage 229	1.0
DetectionChannels AmplifierGainLastImage 23	1.0
DetectionChannels AmplifierGainLastImage 230	1.0
DetectionChannels AmplifierGainLastImage 231	1.0
DetectionChannels AmplifierGainLastImage 232	1.0
DetectionChannels AmplifierGainLastImage 233	1.0
DetectionChannels AmplifierGainLastImage 234	1.0
DetectionChannels AmplifierGainLastImage 235	1.0
DetectionChannels AmplifierGainLastImage 236	1.0
DetectionChannels AmplifierGainLastImage 237	1.0
DetectionChannels AmplifierGainLastImage 238	1.0
DetectionChannels AmplifierGainLastImage 239	1.0
DetectionChannels AmplifierGainLastImage 24	1.0
DetectionChannels AmplifierGainLastImage 240	1.0
DetectionChannels AmplifierGainLastImage 241	1.0
DetectionChannels AmplifierGainLastImage 242	1.0
DetectionChannels AmplifierGainLastImage 243	1.0
DetectionChannels AmplifierGainLastImage 244	1.0
DetectionChannels AmplifierGainLastImage 245	1.0
DetectionChannels AmplifierGainLastImage 246	1.0
DetectionChannels AmplifierGainLastImage 247	1.0
DetectionChannels AmplifierGainLastImage 248	1.0
DetectionChannels AmplifierGainLastImage 249	1.0
DetectionChannels AmplifierGainLastImage 25	1.0
DetectionChannels AmplifierGainLastImage 250	1.0
DetectionChannels AmplifierGainLastImage 251	1.0
DetectionChannels AmplifierGainLastImage 252	1.0
DetectionChannels AmplifierGainLastImage 253	1.0
DetectionChannels AmplifierGainLastImage 254	1.0
DetectionChannels AmplifierGainLastImage 255	1.0
DetectionChannels AmplifierGainLastImage 256	1.0
DetectionChannels AmplifierGainLastImage 257	1.0
DetectionChannels AmplifierGainLastImage 258	1.0
DetectionChannels AmplifierGainLastImage 259	1.0
DetectionChannels AmplifierGainLastImage 26	1.0
DetectionChannels AmplifierGainLastImage 260	1.0
DetectionChannels AmplifierGainLastImage 261	1.0
DetectionChannels AmplifierGainLastImage 262	1.0
DetectionChannels AmplifierGainLastImage 263	1.0
DetectionChannels AmplifierGainLastImage 264	1.0
DetectionChannels AmplifierGainLastImage 265	1.0
DetectionChannels AmplifierGainLastImage 266	1.0
DetectionChannels AmplifierGainLastImage 267	1.0
DetectionChannels AmplifierGainLastImage 268	1.0
DetectionChannels AmplifierGainLastImage 269	1.0
DetectionChannels AmplifierGainLastImage 27	1.0
DetectionChannels AmplifierGainLastImage 270	1.0
DetectionChannels AmplifierGainLastImage 271	1.0
DetectionChannels AmplifierGainLastImage 272	1.0
DetectionChannels AmplifierGainLastImage 273	1.0
DetectionChannels AmplifierGainLastImage 274	1.0
DetectionChannels AmplifierGainLastImage 275	1.0
DetectionChannels AmplifierGainLastImage 276	1.0
DetectionChannels AmplifierGainLastImage 277	1.0
DetectionChannels AmplifierGainLastImage 278	1.0
DetectionChannels AmplifierGainLastImage 279	1.0
DetectionChannels AmplifierGainLastImage 28	1.0
DetectionChannels AmplifierGainLastImage 280	1.0
DetectionChannels AmplifierGainLastImage 281	1.0
DetectionChannels AmplifierGainLastImage 282	1.0
DetectionChannels AmplifierGainLastImage 283	1.0
DetectionChannels AmplifierGainLastImage 284	1.0
DetectionChannels AmplifierGainLastImage 285	1.0
DetectionChannels AmplifierGainLastImage 286	1.0
DetectionChannels AmplifierGainLastImage 287	1.0
DetectionChannels AmplifierGainLastImage 288	1.0
DetectionChannels AmplifierGainLastImage 289	1.0
DetectionChannels AmplifierGainLastImage 29	1.0
DetectionChannels AmplifierGainLastImage 290	1.0
DetectionChannels AmplifierGainLastImage 291	1.0
DetectionChannels AmplifierGainLastImage 292	1.0
DetectionChannels AmplifierGainLastImage 293	1.0
DetectionChannels AmplifierGainLastImage 294	1.0
DetectionChannels AmplifierGainLastImage 295	1.0
DetectionChannels AmplifierGainLastImage 296	1.0
DetectionChannels AmplifierGainLastImage 297	1.0
DetectionChannels AmplifierGainLastImage 298	1.0
DetectionChannels AmplifierGainLastImage 299	1.0
DetectionChannels AmplifierGainLastImage 3	1.0
DetectionChannels AmplifierGainLastImage 30	1.0
DetectionChannels AmplifierGainLastImage 300	1.0
DetectionChannels AmplifierGainLastImage 301	1.0
DetectionChannels AmplifierGainLastImage 302	1.0
DetectionChannels AmplifierGainLastImage 303	1.0
DetectionChannels AmplifierGainLastImage 304	1.0
DetectionChannels AmplifierGainLastImage 305	1.0
DetectionChannels AmplifierGainLastImage 306	1.0
DetectionChannels AmplifierGainLastImage 307	1.0
DetectionChannels AmplifierGainLastImage 308	1.0
DetectionChannels AmplifierGainLastImage 309	1.0
DetectionChannels AmplifierGainLastImage 31	1.0
DetectionChannels AmplifierGainLastImage 310	1.0
DetectionChannels AmplifierGainLastImage 311	1.0
DetectionChannels AmplifierGainLastImage 312	1.0
DetectionChannels AmplifierGainLastImage 313	1.0
DetectionChannels AmplifierGainLastImage 314	1.0
DetectionChannels AmplifierGainLastImage 315	1.0
DetectionChannels AmplifierGainLastImage 316	1.0
DetectionChannels AmplifierGainLastImage 317	1.0
DetectionChannels AmplifierGainLastImage 318	1.0
DetectionChannels AmplifierGainLastImage 319	1.0
DetectionChannels AmplifierGainLastImage 32	1.0
DetectionChannels AmplifierGainLastImage 320	1.0
DetectionChannels AmplifierGainLastImage 321	1.0
DetectionChannels AmplifierGainLastImage 322	1.0
DetectionChannels AmplifierGainLastImage 323	1.0
DetectionChannels AmplifierGainLastImage 324	1.0
DetectionChannels AmplifierGainLastImage 325	1.0
DetectionChannels AmplifierGainLastImage 326	1.0
DetectionChannels AmplifierGainLastImage 327	1.0
DetectionChannels AmplifierGainLastImage 328	1.0
DetectionChannels AmplifierGainLastImage 329	1.0
DetectionChannels AmplifierGainLastImage 33	1.0
DetectionChannels AmplifierGainLastImage 330	1.0
DetectionChannels AmplifierGainLastImage 331	1.0
DetectionChannels AmplifierGainLastImage 332	1.0
DetectionChannels AmplifierGainLastImage 333	1.0
DetectionChannels AmplifierGainLastImage 334	1.0
DetectionChannels AmplifierGainLastImage 335	1.0
DetectionChannels AmplifierGainLastImage 336	1.0
DetectionChannels AmplifierGainLastImage 337	1.0
DetectionChannels AmplifierGainLastImage 338	1.0
DetectionChannels AmplifierGainLastImage 339	1.0
DetectionChannels AmplifierGainLastImage 34	1.0
DetectionChannels AmplifierGainLastImage 340	1.0
DetectionChannels AmplifierGainLastImage 341	1.0
DetectionChannels AmplifierGainLastImage 342	1.0
DetectionChannels AmplifierGainLastImage 343	1.0
DetectionChannels AmplifierGainLastImage 344	1.0
DetectionChannels AmplifierGainLastImage 345	1.0
DetectionChannels AmplifierGainLastImage 346	1.0
DetectionChannels AmplifierGainLastImage 347	1.0
DetectionChannels AmplifierGainLastImage 348	1.0
DetectionChannels AmplifierGainLastImage 349	1.0
DetectionChannels AmplifierGainLastImage 35	1.0
DetectionChannels AmplifierGainLastImage 350	1.0
DetectionChannels AmplifierGainLastImage 351	1.0
DetectionChannels AmplifierGainLastImage 352	1.0
DetectionChannels AmplifierGainLastImage 353	1.0
DetectionChannels AmplifierGainLastImage 354	1.0
DetectionChannels AmplifierGainLastImage 355	1.0
DetectionChannels AmplifierGainLastImage 356	1.0
DetectionChannels AmplifierGainLastImage 357	1.0
DetectionChannels AmplifierGainLastImage 358	1.0
DetectionChannels AmplifierGainLastImage 359	1.0
DetectionChannels AmplifierGainLastImage 36	1.0
DetectionChannels AmplifierGainLastImage 360	1.0
DetectionChannels AmplifierGainLastImage 361	1.0
DetectionChannels AmplifierGainLastImage 362	1.0
DetectionChannels AmplifierGainLastImage 363	1.0
DetectionChannels AmplifierGainLastImage 364	1.0
DetectionChannels AmplifierGainLastImage 365	1.0
DetectionChannels AmplifierGainLastImage 366	1.0
DetectionChannels AmplifierGainLastImage 367	1.0
DetectionChannels AmplifierGainLastImage 368	1.0
DetectionChannels AmplifierGainLastImage 369	1.0
DetectionChannels AmplifierGainLastImage 37	1.0
DetectionChannels AmplifierGainLastImage 370	1.0
DetectionChannels AmplifierGainLastImage 371	1.0
DetectionChannels AmplifierGainLastImage 372	1.0
DetectionChannels AmplifierGainLastImage 373	1.0
DetectionChannels AmplifierGainLastImage 374	1.0
DetectionChannels AmplifierGainLastImage 375	1.0
DetectionChannels AmplifierGainLastImage 376	1.0
DetectionChannels AmplifierGainLastImage 377	1.0
DetectionChannels AmplifierGainLastImage 378	1.0
DetectionChannels AmplifierGainLastImage 379	1.0
DetectionChannels AmplifierGainLastImage 38	1.0
DetectionChannels AmplifierGainLastImage 380	1.0
DetectionChannels AmplifierGainLastImage 381	1.0
DetectionChannels AmplifierGainLastImage 382	1.0
DetectionChannels AmplifierGainLastImage 383	1.0
DetectionChannels AmplifierGainLastImage 384	1.0
DetectionChannels AmplifierGainLastImage 385	1.0
DetectionChannels AmplifierGainLastImage 386	1.0
DetectionChannels AmplifierGainLastImage 387	1.0
DetectionChannels AmplifierGainLastImage 388	1.0
DetectionChannels AmplifierGainLastImage 389	1.0
DetectionChannels AmplifierGainLastImage 39	1.0
DetectionChannels AmplifierGainLastImage 390	1.0
DetectionChannels AmplifierGainLastImage 391	1.0
DetectionChannels AmplifierGainLastImage 392	1.0
DetectionChannels AmplifierGainLastImage 393	1.0
DetectionChannels AmplifierGainLastImage 394	1.0
DetectionChannels AmplifierGainLastImage 395	1.0
DetectionChannels AmplifierGainLastImage 396	1.0
DetectionChannels AmplifierGainLastImage 397	1.0
DetectionChannels AmplifierGainLastImage 398	1.0
DetectionChannels AmplifierGainLastImage 399	1.0
DetectionChannels AmplifierGainLastImage 4	1.0
DetectionChannels AmplifierGainLastImage 40	1.0
DetectionChannels AmplifierGainLastImage 400	1.0
DetectionChannels AmplifierGainLastImage 401	1.0
DetectionChannels AmplifierGainLastImage 402	1.0
DetectionChannels AmplifierGainLastImage 403	1.0
DetectionChannels AmplifierGainLastImage 404	1.0
DetectionChannels AmplifierGainLastImage 405	1.0
DetectionChannels AmplifierGainLastImage 406	1.0
DetectionChannels AmplifierGainLastImage 407	1.0
DetectionChannels AmplifierGainLastImage 408	1.0
DetectionChannels AmplifierGainLastImage 409	1.0
DetectionChannels AmplifierGainLastImage 41	1.0
DetectionChannels AmplifierGainLastImage 410	1.0
DetectionChannels AmplifierGainLastImage 411	1.0
DetectionChannels AmplifierGainLastImage 412	1.0
DetectionChannels AmplifierGainLastImage 413	1.0
DetectionChannels AmplifierGainLastImage 414	1.0
DetectionChannels AmplifierGainLastImage 415	1.0
DetectionChannels AmplifierGainLastImage 416	1.0
DetectionChannels AmplifierGainLastImage 417	1.0
DetectionChannels AmplifierGainLastImage 418	1.0
DetectionChannels AmplifierGainLastImage 419	1.0
DetectionChannels AmplifierGainLastImage 42	1.0
DetectionChannels AmplifierGainLastImage 420	1.0
DetectionChannels AmplifierGainLastImage 421	1.0
DetectionChannels AmplifierGainLastImage 422	1.0
DetectionChannels AmplifierGainLastImage 423	1.0
DetectionChannels AmplifierGainLastImage 424	1.0
DetectionChannels AmplifierGainLastImage 425	1.0
DetectionChannels AmplifierGainLastImage 426	1.0
DetectionChannels AmplifierGainLastImage 427	1.0
DetectionChannels AmplifierGainLastImage 428	1.0
DetectionChannels AmplifierGainLastImage 429	1.0
DetectionChannels AmplifierGainLastImage 43	1.0
DetectionChannels AmplifierGainLastImage 430	1.0
DetectionChannels AmplifierGainLastImage 431	1.0
DetectionChannels AmplifierGainLastImage 432	1.0
DetectionChannels AmplifierGainLastImage 44	1.0
DetectionChannels AmplifierGainLastImage 45	1.0
DetectionChannels AmplifierGainLastImage 46	1.0
DetectionChannels AmplifierGainLastImage 47	1.0
DetectionChannels AmplifierGainLastImage 48	1.0
DetectionChannels AmplifierGainLastImage 49	1.0
DetectionChannels AmplifierGainLastImage 5	1.0
DetectionChannels AmplifierGainLastImage 50	1.0
DetectionChannels AmplifierGainLastImage 51	1.0
DetectionChannels AmplifierGainLastImage 52	1.0
DetectionChannels AmplifierGainLastImage 53	1.0
DetectionChannels AmplifierGainLastImage 54	1.0
DetectionChannels AmplifierGainLastImage 55	1.0
DetectionChannels AmplifierGainLastImage 56	1.0
DetectionChannels AmplifierGainLastImage 57	1.0
DetectionChannels AmplifierGainLastImage 58	1.0
DetectionChannels AmplifierGainLastImage 59	1.0
DetectionChannels AmplifierGainLastImage 6	1.0
DetectionChannels AmplifierGainLastImage 60	1.0
DetectionChannels AmplifierGainLastImage 61	1.0
DetectionChannels AmplifierGainLastImage 62	1.0
DetectionChannels AmplifierGainLastImage 63	1.0
DetectionChannels AmplifierGainLastImage 64	1.0
DetectionChannels AmplifierGainLastImage 65	1.0
DetectionChannels AmplifierGainLastImage 66	1.0
DetectionChannels AmplifierGainLastImage 67	1.0
DetectionChannels AmplifierGainLastImage 68	1.0
DetectionChannels AmplifierGainLastImage 69	1.0
DetectionChannels AmplifierGainLastImage 7	1.0
DetectionChannels AmplifierGainLastImage 70	1.0
DetectionChannels AmplifierGainLastImage 71	1.0
DetectionChannels AmplifierGainLastImage 72	1.0
DetectionChannels AmplifierGainLastImage 73	1.0
DetectionChannels AmplifierGainLastImage 74	1.0
DetectionChannels AmplifierGainLastImage 75	1.0
DetectionChannels AmplifierGainLastImage 76	1.0
DetectionChannels AmplifierGainLastImage 77	1.0
DetectionChannels AmplifierGainLastImage 78	1.0
DetectionChannels AmplifierGainLastImage 79	1.0
DetectionChannels AmplifierGainLastImage 8	1.0
DetectionChannels AmplifierGainLastImage 80	1.0
DetectionChannels AmplifierGainLastImage 81	1.0
DetectionChannels AmplifierGainLastImage 82	1.0
DetectionChannels AmplifierGainLastImage 83	1.0
DetectionChannels AmplifierGainLastImage 84	1.0
DetectionChannels AmplifierGainLastImage 85	1.0
DetectionChannels AmplifierGainLastImage 86	1.0
DetectionChannels AmplifierGainLastImage 87	1.0
DetectionChannels AmplifierGainLastImage 88	1.0
DetectionChannels AmplifierGainLastImage 89	1.0
DetectionChannels AmplifierGainLastImage 9	1.0
DetectionChannels AmplifierGainLastImage 90	1.0
DetectionChannels AmplifierGainLastImage 91	1.0
DetectionChannels AmplifierGainLastImage 92	1.0
DetectionChannels AmplifierGainLastImage 93	1.0
DetectionChannels AmplifierGainLastImage 94	1.0
DetectionChannels AmplifierGainLastImage 95	1.0
DetectionChannels AmplifierGainLastImage 96	1.0
DetectionChannels AmplifierGainLastImage 97	1.0
DetectionChannels AmplifierGainLastImage 98	1.0
DetectionChannels AmplifierGainLastImage 99	1.0
DetectionChannels AmplifierOffset 1	-0.10800000000000004
DetectionChannels AmplifierOffset 10	0.1
DetectionChannels AmplifierOffset 100	0.1
DetectionChannels AmplifierOffset 101	0.1
DetectionChannels AmplifierOffset 102	0.1
DetectionChannels AmplifierOffset 103	0.1
DetectionChannels AmplifierOffset 104	0.009999999999999985
DetectionChannels AmplifierOffset 105	0.1
DetectionChannels AmplifierOffset 106	0.1
DetectionChannels AmplifierOffset 107	0.1
DetectionChannels AmplifierOffset 108	0.1
DetectionChannels AmplifierOffset 109	0.1
DetectionChannels AmplifierOffset 11	0.1
DetectionChannels AmplifierOffset 110	0.1
DetectionChannels AmplifierOffset 111	0.1
DetectionChannels AmplifierOffset 112	0.1
DetectionChannels AmplifierOffset 113	0.1
DetectionChannels AmplifierOffset 114	0.1
DetectionChannels AmplifierOffset 115	0.1
DetectionChannels AmplifierOffset 116	0.1
DetectionChannels AmplifierOffset 117	0.1
DetectionChannels AmplifierOffset 118	0.1
DetectionChannels AmplifierOffset 119	0.1
DetectionChannels AmplifierOffset 12	0.1
DetectionChannels AmplifierOffset 120	0.1
DetectionChannels AmplifierOffset 121	0.1
DetectionChannels AmplifierOffset 122	0.1
DetectionChannels AmplifierOffset 123	0.1
DetectionChannels AmplifierOffset 124	0.1
DetectionChannels AmplifierOffset 125	0.1
DetectionChannels AmplifierOffset 126	0.1
DetectionChannels AmplifierOffset 127	0.1
DetectionChannels AmplifierOffset 128	0.1
DetectionChannels AmplifierOffset 129	0.1
DetectionChannels AmplifierOffset 13	0.1
DetectionChannels AmplifierOffset 130	0.009999999999999985
DetectionChannels AmplifierOffset 131	0.1
DetectionChannels AmplifierOffset 132	0.1
DetectionChannels AmplifierOffset 133	0.1
DetectionChannels AmplifierOffset 134	0.1
DetectionChannels AmplifierOffset 135	0.1
DetectionChannels AmplifierOffset 136	0.1
DetectionChannels AmplifierOffset 137	0.1
DetectionChannels AmplifierOffset 138	0.1
DetectionChannels AmplifierOffset 139	0.1
DetectionChannels AmplifierOffset 14	0.1
DetectionChannels AmplifierOffset 140	0.1
DetectionChannels AmplifierOffset 141	0.1
DetectionChannels AmplifierOffset 142	0.1
DetectionChannels AmplifierOffset 143	-0.0285
DetectionChannels AmplifierOffset 144	0.1
DetectionChannels AmplifierOffset 145	-0.053000000000000005
DetectionChannels AmplifierOffset 146	0.1
DetectionChannels AmplifierOffset 147	0.1
DetectionChannels AmplifierOffset 148	0.1
DetectionChannels AmplifierOffset 149	0.1
DetectionChannels AmplifierOffset 15	0.1
DetectionChannels AmplifierOffset 150	0.1
DetectionChannels AmplifierOffset 151	0.1
DetectionChannels AmplifierOffset 152	0.1
DetectionChannels AmplifierOffset 153	0.1
DetectionChannels AmplifierOffset 154	0.1
DetectionChannels AmplifierOffset 155	0.1
DetectionChannels AmplifierOffset 156	0.1
DetectionChannels AmplifierOffset 157	0.1
DetectionChannels AmplifierOffset 158	0.1
DetectionChannels AmplifierOffset 159	0.1
DetectionChannels AmplifierOffset 16	0.1
DetectionChannels AmplifierOffset 160	0.1
DetectionChannels AmplifierOffset 161	0.1
DetectionChannels AmplifierOffset 162	0.1
DetectionChannels AmplifierOffset 163	0.1
DetectionChannels AmplifierOffset 164	0.1
DetectionChannels AmplifierOffset 165	0.1
DetectionChannels AmplifierOffset 166	0.009999999999999985
DetectionChannels AmplifierOffset 167	0.1
DetectionChannels AmplifierOffset 168	0.1
DetectionChannels AmplifierOffset 169	0.1
DetectionChannels AmplifierOffset 17	0.1
DetectionChannels AmplifierOffset 170	0.1
DetectionChannels AmplifierOffset 171	0.1
DetectionChannels AmplifierOffset 172	0.1
DetectionChannels AmplifierOffset 173	0.1
DetectionChannels AmplifierOffset 174	0.1
DetectionChannels AmplifierOffset 175	0.1
DetectionChannels AmplifierOffset 176	0.1
DetectionChannels AmplifierOffset 177	0.1
DetectionChannels AmplifierOffset 178	0.1
DetectionChannels AmplifierOffset 179	-0.0285
DetectionChannels AmplifierOffset 18	0.1
DetectionChannels AmplifierOffset 180	0.1
DetectionChannels AmplifierOffset 181	-0.053000000000000005
DetectionChannels AmplifierOffset 182	0.1
DetectionChannels AmplifierOffset 183	0.1
DetectionChannels AmplifierOffset 184	0.1
DetectionChannels AmplifierOffset 185	0.1
DetectionChannels AmplifierOffset 186	0.1
DetectionChannels AmplifierOffset 187	0.1
DetectionChannels AmplifierOffset 188	0.1
DetectionChannels AmplifierOffset 189	0.1
DetectionChannels AmplifierOffset 19	0.1
DetectionChannels AmplifierOffset 190	0.1
DetectionChannels AmplifierOffset 191	0.1
DetectionChannels AmplifierOffset 192	0.1
DetectionChannels AmplifierOffset 193	0.1
DetectionChannels AmplifierOffset 194	0.1
DetectionChannels AmplifierOffset 195	0.1
DetectionChannels AmplifierOffset 196	0.1
DetectionChannels AmplifierOffset 197	0.1
DetectionChannels AmplifierOffset 198	0.1
DetectionChannels AmplifierOffset 199	0.1
DetectionChannels AmplifierOffset 2	0.1
DetectionChannels AmplifierOffset 20	0.1
DetectionChannels AmplifierOffset 200	0.1
DetectionChannels AmplifierOffset 201	0.1
DetectionChannels AmplifierOffset 202	0.1
DetectionChannels AmplifierOffset 203	0.1
DetectionChannels AmplifierOffset 204	0.1
DetectionChannels AmplifierOffset 205	-0.0285
DetectionChannels AmplifierOffset 206	0.1
DetectionChannels AmplifierOffset 207	-0.2780000000000002
DetectionChannels AmplifierOffset 208	0.1
DetectionChannels AmplifierOffset 209	0.1
DetectionChannels AmplifierOffset 21	0.1
DetectionChannels AmplifierOffset 210	0.1
DetectionChannels AmplifierOffset 211	0.1
DetectionChannels AmplifierOffset 212	0.009999999999999985
DetectionChannels AmplifierOffset 213	0.1
DetectionChannels AmplifierOffset 214	0.1
DetectionChannels AmplifierOffset 215	0.1
DetectionChannels AmplifierOffset 216	0.1
DetectionChannels AmplifierOffset 217	0.1
DetectionChannels AmplifierOffset 218	0.1
DetectionChannels AmplifierOffset 219	0.1
DetectionChannels AmplifierOffset 22	0.009999999999999985
DetectionChannels AmplifierOffset 220	0.1
DetectionChannels AmplifierOffset 221	0.1
DetectionChannels AmplifierOffset 222	0.1
DetectionChannels AmplifierOffset 223	0.1
DetectionChannels AmplifierOffset 224	0.1
DetectionChannels AmplifierOffset 225	0.1
DetectionChannels AmplifierOffset 226	0.1
DetectionChannels AmplifierOffset 227	0.1
DetectionChannels AmplifierOffset 228	0.1
DetectionChannels AmplifierOffset 229	0.1
DetectionChannels AmplifierOffset 23	0.1
DetectionChannels AmplifierOffset 230	0.1
DetectionChannels AmplifierOffset 231	0.1
DetectionChannels AmplifierOffset 232	0.1
DetectionChannels AmplifierOffset 233	0.1
DetectionChannels AmplifierOffset 234	0.1
DetectionChannels AmplifierOffset 235	0.1
DetectionChannels AmplifierOffset 236	0.1
DetectionChannels AmplifierOffset 237	0.1
DetectionChannels AmplifierOffset 238	0.009999999999999985
DetectionChannels AmplifierOffset 239	0.1
DetectionChannels AmplifierOffset 24	0.1
DetectionChannels AmplifierOffset 240	0.1
DetectionChannels AmplifierOffset 241	0.1
DetectionChannels AmplifierOffset 242	0.1
DetectionChannels AmplifierOffset 243	0.1
DetectionChannels AmplifierOffset 244	0.1
DetectionChannels AmplifierOffset 245	0.1
DetectionChannels AmplifierOffset 246	0.1
DetectionChannels AmplifierOffset 247	0.1
DetectionChannels AmplifierOffset 248	0.1
DetectionChannels AmplifierOffset 249	0.1
DetectionChannels AmplifierOffset 25	0.1
DetectionChannels AmplifierOffset 250	0.1
DetectionChannels AmplifierOffset 251	-0.0285
DetectionChannels AmplifierOffset 252	0.1
DetectionChannels AmplifierOffset 253	-0.2780000000000002
DetectionChannels AmplifierOffset 254	0.1
DetectionChannels AmplifierOffset 255	0.1
DetectionChannels AmplifierOffset 256	0.1
DetectionChannels AmplifierOffset 257	0.1
DetectionChannels AmplifierOffset 258	0.1
DetectionChannels AmplifierOffset 259	0.1
DetectionChannels AmplifierOffset 26	0.1
DetectionChannels AmplifierOffset 260	0.1
DetectionChannels AmplifierOffset 261	0.1
DetectionChannels AmplifierOffset 262	0.1
DetectionChannels AmplifierOffset 263	0.1
DetectionChannels AmplifierOffset 264	0.1
DetectionChannels AmplifierOffset 265	0.1
DetectionChannels AmplifierOffset 266	0.1
DetectionChannels AmplifierOffset 267	0.1
DetectionChannels AmplifierOffset 268	0.1
DetectionChannels AmplifierOffset 269	0.1
DetectionChannels AmplifierOffset 27	0.1
DetectionChannels AmplifierOffset 270	0.1
DetectionChannels AmplifierOffset 271	0.1
DetectionChannels AmplifierOffset 272	0.1
DetectionChannels AmplifierOffset 273	0.1
DetectionChannels AmplifierOffset 274	0.009999999999999985
DetectionChannels AmplifierOffset 275	0.1
DetectionChannels AmplifierOffset 276	0.1
DetectionChannels AmplifierOffset 277	0.1
DetectionChannels AmplifierOffset 278	0.1
DetectionChannels AmplifierOffset 279	0.1
DetectionChannels AmplifierOffset 28	0.1
DetectionChannels AmplifierOffset 280	0.1
DetectionChannels AmplifierOffset 281	0.1
DetectionChannels AmplifierOffset 282	0.1
DetectionChannels AmplifierOffset 283	0.1
DetectionChannels AmplifierOffset 284	0.1
DetectionChannels AmplifierOffset 285	0.1
DetectionChannels AmplifierOffset 286	0.1
DetectionChannels AmplifierOffset 287	-0.0285
DetectionChannels AmplifierOffset 288	0.1
DetectionChannels AmplifierOffset 289	-0.10800000000000004
DetectionChannels AmplifierOffset 29	0.1
DetectionChannels AmplifierOffset 290	0.1
DetectionChannels AmplifierOffset 291	0.1
DetectionChannels AmplifierOffset 292	0.1
DetectionChannels AmplifierOffset 293	0.1
DetectionChannels AmplifierOffset 294	0.1
DetectionChannels AmplifierOffset 295	0.1
DetectionChannels AmplifierOffset 296	0.1
DetectionChannels AmplifierOffset 297	0.1
DetectionChannels AmplifierOffset 298	0.1
DetectionChannels AmplifierOffset 299	0.1
DetectionChannels AmplifierOffset 3	0.1
DetectionChannels AmplifierOffset 30	0.1
DetectionChannels AmplifierOffset 300	0.1
DetectionChannels AmplifierOffset 301	0.1
DetectionChannels AmplifierOffset 302	0.1
DetectionChannels AmplifierOffset 303	0.1
DetectionChannels AmplifierOffset 304	0.1
DetectionChannels AmplifierOffset 305	0.1
DetectionChannels AmplifierOffset 306	0.1
DetectionChannels AmplifierOffset 307	0.1
DetectionChannels AmplifierOffset 308	0.1
DetectionChannels AmplifierOffset 309	0.1
DetectionChannels AmplifierOffset 31	0.1
DetectionChannels AmplifierOffset 310	0.009999999999999985
DetectionChannels AmplifierOffset 311	0.1
DetectionChannels AmplifierOffset 312	0.1
DetectionChannels AmplifierOffset 313	0.1
DetectionChannels AmplifierOffset 314	0.1
DetectionChannels AmplifierOffset 315	0.1
DetectionChannels AmplifierOffset 316	0.1
DetectionChannels AmplifierOffset 317	0.1
DetectionChannels AmplifierOffset 318	0.1
DetectionChannels AmplifierOffset 319	0.1
DetectionChannels AmplifierOffset 32	0.1
DetectionChannels AmplifierOffset 320	0.1
DetectionChannels AmplifierOffset 321	0.1
DetectionChannels AmplifierOffset 322	0.1
DetectionChannels AmplifierOffset 323	0.0145
DetectionChannels AmplifierOffset 324	0.1
DetectionChannels AmplifierOffset 325	-0.10800000000000004
DetectionChannels AmplifierOffset 326	0.1
DetectionChannels AmplifierOffset 327	0.1
DetectionChannels AmplifierOffset 328	0.1
DetectionChannels AmplifierOffset 329	0.1
DetectionChannels AmplifierOffset 33	0.1
DetectionChannels AmplifierOffset 330	0.1
DetectionChannels AmplifierOffset 331	0.1
DetectionChannels AmplifierOffset 332	0.1
DetectionChannels AmplifierOffset 333	0.1
DetectionChannels AmplifierOffset 334	0.1
DetectionChannels AmplifierOffset 335	0.1
DetectionChannels AmplifierOffset 336	0.1
DetectionChannels AmplifierOffset 337	0.1
DetectionChannels AmplifierOffset 338	0.1
DetectionChannels AmplifierOffset 339	0.1
DetectionChannels AmplifierOffset 34	0.1
DetectionChannels AmplifierOffset 340	0.1
DetectionChannels AmplifierOffset 341	0.1
DetectionChannels AmplifierOffset 342	0.1
DetectionChannels AmplifierOffset 343	0.1
DetectionChannels AmplifierOffset 344	0.1
DetectionChannels AmplifierOffset 345	0.1
DetectionChannels AmplifierOffset 346	0.1
DetectionChannels AmplifierOffset 347	0.1
DetectionChannels AmplifierOffset 348	0.1
DetectionChannels AmplifierOffset 349	0.0145
DetectionChannels AmplifierOffset 35	-0.47150000000000003
DetectionChannels AmplifierOffset 350	0.1
DetectionChannels AmplifierOffset 351	0.1
DetectionChannels AmplifierOffset 352	0.1
DetectionChannels AmplifierOffset 353	0.1
DetectionChannels AmplifierOffset 354	0.1
DetectionChannels AmplifierOffset 355	0.1
DetectionChannels AmplifierOffset 356	0.009999999999999985
DetectionChannels AmplifierOffset 357	0.1
DetectionChannels AmplifierOffset 358	0.1
DetectionChannels AmplifierOffset 359	0.1
DetectionChannels AmplifierOffset 36	0.1
DetectionChannels AmplifierOffset 360	0.1
DetectionChannels AmplifierOffset 361	-0.10800000000000004
DetectionChannels AmplifierOffset 362	0.1
DetectionChannels AmplifierOffset 363	0.1
DetectionChannels AmplifierOffset 364	0.1
DetectionChannels AmplifierOffset 365	0.1
DetectionChannels AmplifierOffset 366	0.1
DetectionChannels AmplifierOffset 367	0.1
DetectionChannels AmplifierOffset 368	0.1
DetectionChannels AmplifierOffset 369	0.1
DetectionChannels AmplifierOffset 37	-0.21800000000000014
DetectionChannels AmplifierOffset 370	0.1
DetectionChannels AmplifierOffset 371	0.1
DetectionChannels AmplifierOffset 372	0.1
DetectionChannels AmplifierOffset 373	0.1
DetectionChannels AmplifierOffset 374	0.1
DetectionChannels AmplifierOffset 375	0.1
DetectionChannels AmplifierOffset 376	0.1
DetectionChannels AmplifierOffset 377	0.1
DetectionChannels AmplifierOffset 378	0.1
DetectionChannels AmplifierOffset 379	0.1
DetectionChannels AmplifierOffset 38	0.1
DetectionChannels AmplifierOffset 380	0.1
DetectionChannels AmplifierOffset 381	0.1
DetectionChannels AmplifierOffset 382	0.009999999999999985
DetectionChannels AmplifierOffset 383	0.1
DetectionChannels AmplifierOffset 384	0.1
DetectionChannels AmplifierOffset 385	0.1
DetectionChannels AmplifierOffset 386	0.1
DetectionChannels AmplifierOffset 387	0.1
DetectionChannels AmplifierOffset 388	0.1
DetectionChannels AmplifierOffset 389	0.1
DetectionChannels AmplifierOffset 39	0.1
DetectionChannels AmplifierOffset 390	0.1
DetectionChannels AmplifierOffset 391	0.1
DetectionChannels AmplifierOffset 392	0.1
DetectionChannels AmplifierOffset 393	0.1
DetectionChannels AmplifierOffset 394	0.1
DetectionChannels AmplifierOffset 395	0.1
DetectionChannels AmplifierOffset 396	0.1
DetectionChannels AmplifierOffset 397	0.1
DetectionChannels AmplifierOffset 398	0.1
DetectionChannels AmplifierOffset 399	0.1
DetectionChannels AmplifierOffset 4	0.1
DetectionChannels AmplifierOffset 40	0.1
DetectionChannels AmplifierOffset 400	0.1
DetectionChannels AmplifierOffset 401	0.1
DetectionChannels AmplifierOffset 402	0.1
DetectionChannels AmplifierOffset 403	0.1
DetectionChannels AmplifierOffset 404	0.1
DetectionChannels AmplifierOffset 405	0.1
DetectionChannels AmplifierOffset 406	0.1
DetectionChannels AmplifierOffset 407	0.1
DetectionChannels AmplifierOffset 408	0.009999999999999985
DetectionChannels AmplifierOffset 409	0.1
DetectionChannels AmplifierOffset 41	0.1
DetectionChannels AmplifierOffset 410	0.1
DetectionChannels AmplifierOffset 411	0.1
DetectionChannels AmplifierOffset 412	0.1
DetectionChannels AmplifierOffset 413	0.1
DetectionChannels AmplifierOffset 414	0.1
DetectionChannels AmplifierOffset 415	0.1
DetectionChannels AmplifierOffset 416	0.1
DetectionChannels AmplifierOffset 417	0.1
DetectionChannels AmplifierOffset 418	0.1
DetectionChannels AmplifierOffset 419	0.1
DetectionChannels AmplifierOffset 42	0.1
DetectionChannels AmplifierOffset 420	0.1
DetectionChannels AmplifierOffset 421	0.0195
DetectionChannels AmplifierOffset 422	0.1
DetectionChannels AmplifierOffset 423	0.1
DetectionChannels AmplifierOffset 424	0.1
DetectionChannels AmplifierOffset 425	0.1
DetectionChannels AmplifierOffset 426	0.1
DetectionChannels AmplifierOffset 427	0.004499999999999998
DetectionChannels AmplifierOffset 428	0.1
DetectionChannels AmplifierOffset 429	-0.10800000000000004
DetectionChannels AmplifierOffset 43	0.1
DetectionChannels AmplifierOffset 430	0.1
DetectionChannels AmplifierOffset 431	0.1
DetectionChannels AmplifierOffset 432	0.1
DetectionChannels AmplifierOffset 44	0.1
DetectionChannels AmplifierOffset 45	0.1
DetectionChannels AmplifierOffset 46	0.1
DetectionChannels AmplifierOffset 47	0.1
DetectionChannels AmplifierOffset 48	0.1
DetectionChannels AmplifierOffset 49	0.1
DetectionChannels AmplifierOffset 5	0.1
DetectionChannels AmplifierOffset 50	0.1
DetectionChannels AmplifierOffset 51	0.1
DetectionChannels AmplifierOffset 52	0.1
DetectionChannels AmplifierOffset 53	0.1
DetectionChannels AmplifierOffset 54	0.1
DetectionChannels AmplifierOffset 55	0.1
DetectionChannels AmplifierOffset 56	0.1
DetectionChannels AmplifierOffset 57	0.1
DetectionChannels AmplifierOffset 58	0.009999999999999985
DetectionChannels AmplifierOffset 59	0.1
DetectionChannels AmplifierOffset 6	0.1
DetectionChannels AmplifierOffset 60	0.1
DetectionChannels AmplifierOffset 61	0.1
DetectionChannels AmplifierOffset 62	0.1
DetectionChannels AmplifierOffset 63	0.1
DetectionChannels AmplifierOffset 64	0.1
DetectionChannels AmplifierOffset 65	0.1
DetectionChannels AmplifierOffset 66	0.1
DetectionChannels AmplifierOffset 67	0.1
DetectionChannels AmplifierOffset 68	0.1
DetectionChannels AmplifierOffset 69	0.1
DetectionChannels AmplifierOffset 7	0.1
DetectionChannels AmplifierOffset 70	0.1
DetectionChannels AmplifierOffset 71	-0.0285
DetectionChannels AmplifierOffset 72	0.1
DetectionChannels AmplifierOffset 73	-0.21800000000000014
DetectionChannels AmplifierOffset 74	0.1
DetectionChannels AmplifierOffset 75	0.1
DetectionChannels AmplifierOffset 76	0.1
DetectionChannels AmplifierOffset 77	0.1
DetectionChannels AmplifierOffset 78	0.1
DetectionChannels AmplifierOffset 79	0.1
DetectionChannels AmplifierOffset 8	0.1
DetectionChannels AmplifierOffset 80	0.1
DetectionChannels AmplifierOffset 81	0.1
DetectionChannels AmplifierOffset 82	0.1
DetectionChannels AmplifierOffset 83	0.1
DetectionChannels AmplifierOffset 84	0.1
DetectionChannels AmplifierOffset 85	0.1
DetectionChannels AmplifierOffset 86	0.1
DetectionChannels AmplifierOffset 87	0.1
DetectionChannels AmplifierOffset 88	0.1
DetectionChannels AmplifierOffset 89	0.1
DetectionChannels AmplifierOffset 9	0.1
DetectionChannels AmplifierOffset 90	0.1
DetectionChannels AmplifierOffset 91	0.1
DetectionChannels AmplifierOffset 92	0.1
DetectionChannels AmplifierOffset 93	0.1
DetectionChannels AmplifierOffset 94	0.1
DetectionChannels AmplifierOffset 95	0.1
DetectionChannels AmplifierOffset 96	0.1
DetectionChannels AmplifierOffset 97	-0.0285
DetectionChannels AmplifierOffset 98	0.1
DetectionChannels AmplifierOffset 99	-0.21800000000000014
DetectionChannels AmplifierOffsetFirstImage 1	0.1
DetectionChannels AmplifierOffsetFirstImage 10	0.1
DetectionChannels AmplifierOffsetFirstImage 100	0.1
DetectionChannels AmplifierOffsetFirstImage 101	0.1
DetectionChannels AmplifierOffsetFirstImage 102	0.1
DetectionChannels AmplifierOffsetFirstImage 103	0.1
DetectionChannels AmplifierOffsetFirstImage 104	0.1
DetectionChannels AmplifierOffsetFirstImage 105	0.1
DetectionChannels AmplifierOffsetFirstImage 106	0.1
DetectionChannels AmplifierOffsetFirstImage 107	0.1
DetectionChannels AmplifierOffsetFirstImage 108	0.1
DetectionChannels AmplifierOffsetFirstImage 109	0.1
DetectionChannels AmplifierOffsetFirstImage 11	0.1
DetectionChannels AmplifierOffsetFirstImage 110	0.1
DetectionChannels AmplifierOffsetFirstImage 111	0.1
DetectionChannels AmplifierOffsetFirstImage 112	0.1
DetectionChannels AmplifierOffsetFirstImage 113	0.1
DetectionChannels AmplifierOffsetFirstImage 114	0.1
DetectionChannels AmplifierOffsetFirstImage 115	0.1
DetectionChannels AmplifierOffsetFirstImage 116	0.1
DetectionChannels AmplifierOffsetFirstImage 117	0.1
DetectionChannels AmplifierOffsetFirstImage 118	0.1
DetectionChannels AmplifierOffsetFirstImage 119	0.1
DetectionChannels AmplifierOffsetFirstImage 12	0.1
DetectionChannels AmplifierOffsetFirstImage 120	0.1
DetectionChannels AmplifierOffsetFirstImage 121	0.1
DetectionChannels AmplifierOffsetFirstImage 122	0.1
DetectionChannels AmplifierOffsetFirstImage 123	0.1
DetectionChannels AmplifierOffsetFirstImage 124	0.1
DetectionChannels AmplifierOffsetFirstImage 125	0.1
DetectionChannels AmplifierOffsetFirstImage 126	0.1
DetectionChannels AmplifierOffsetFirstImage 127	0.1
DetectionChannels AmplifierOffsetFirstImage 128	0.1
DetectionChannels AmplifierOffsetFirstImage 129	0.1
DetectionChannels AmplifierOffsetFirstImage 13	0.1
DetectionChannels AmplifierOffsetFirstImage 130	0.1
DetectionChannels AmplifierOffsetFirstImage 131	0.1
DetectionChannels AmplifierOffsetFirstImage 132	0.1
DetectionChannels AmplifierOffsetFirstImage 133	0.1
DetectionChannels AmplifierOffsetFirstImage 134	0.1
DetectionChannels AmplifierOffsetFirstImage 135	0.1
DetectionChannels AmplifierOffsetFirstImage 136	0.1
DetectionChannels AmplifierOffsetFirstImage 137	0.1
DetectionChannels AmplifierOffsetFirstImage 138	0.1
DetectionChannels AmplifierOffsetFirstImage 139	0.1
DetectionChannels AmplifierOffsetFirstImage 14	0.1
DetectionChannels AmplifierOffsetFirstImage 140	0.1
DetectionChannels AmplifierOffsetFirstImage 141	0.1
DetectionChannels AmplifierOffsetFirstImage 142	0.1
DetectionChannels AmplifierOffsetFirstImage 143	0.1
DetectionChannels AmplifierOffsetFirstImage 144	0.1
DetectionChannels AmplifierOffsetFirstImage 145	0.1
DetectionChannels AmplifierOffsetFirstImage 146	0.1
DetectionChannels AmplifierOffsetFirstImage 147	0.1
DetectionChannels AmplifierOffsetFirstImage 148	0.1
DetectionChannels AmplifierOffsetFirstImage 149	0.1
DetectionChannels AmplifierOffsetFirstImage 15	0.1
DetectionChannels AmplifierOffsetFirstImage 150	0.1
DetectionChannels AmplifierOffsetFirstImage 151	0.1
DetectionChannels AmplifierOffsetFirstImage 152	0.1
DetectionChannels AmplifierOffsetFirstImage 153	0.1
DetectionChannels AmplifierOffsetFirstImage 154	0.1
DetectionChannels AmplifierOffsetFirstImage 155	0.1
DetectionChannels AmplifierOffsetFirstImage 156	0.1
DetectionChannels AmplifierOffsetFirstImage 157	0.1
DetectionChannels AmplifierOffsetFirstImage 158	0.1
DetectionChannels AmplifierOffsetFirstImage 159	0.1
DetectionChannels AmplifierOffsetFirstImage 16	0.1
DetectionChannels AmplifierOffsetFirstImage 160	0.1
DetectionChannels AmplifierOffsetFirstImage 161	0.1
DetectionChannels AmplifierOffsetFirstImage 162	0.1
DetectionChannels AmplifierOffsetFirstImage 163	0.1
DetectionChannels AmplifierOffsetFirstImage 164	0.1
DetectionChannels AmplifierOffsetFirstImage 165	0.1
DetectionChannels AmplifierOffsetFirstImage 166	0.1
DetectionChannels AmplifierOffsetFirstImage 167	0.1
DetectionChannels AmplifierOffsetFirstImage 168	0.1
DetectionChannels AmplifierOffsetFirstImage 169	0.1
DetectionChannels AmplifierOffsetFirstImage 17	0.1
DetectionChannels AmplifierOffsetFirstImage 170	0.1
DetectionChannels AmplifierOffsetFirstImage 171	0.1
DetectionChannels AmplifierOffsetFirstImage 172	0.1
DetectionChannels AmplifierOffsetFirstImage 173	0.1
DetectionChannels AmplifierOffsetFirstImage 174	0.1
DetectionChannels AmplifierOffsetFirstImage 175	0.1
DetectionChannels AmplifierOffsetFirstImage 176	0.1
DetectionChannels AmplifierOffsetFirstImage 177	0.1
DetectionChannels AmplifierOffsetFirstImage 178	0.1
DetectionChannels AmplifierOffsetFirstImage 179	0.1
DetectionChannels AmplifierOffsetFirstImage 18	0.1
DetectionChannels AmplifierOffsetFirstImage 180	0.1
DetectionChannels AmplifierOffsetFirstImage 181	0.1
DetectionChannels AmplifierOffsetFirstImage 182	0.1
DetectionChannels AmplifierOffsetFirstImage 183	0.1
DetectionChannels AmplifierOffsetFirstImage 184	0.1
DetectionChannels AmplifierOffsetFirstImage 185	0.1
DetectionChannels AmplifierOffsetFirstImage 186	0.1
DetectionChannels AmplifierOffsetFirstImage 187	0.1
DetectionChannels AmplifierOffsetFirstImage 188	0.1
DetectionChannels AmplifierOffsetFirstImage 189	0.1
DetectionChannels AmplifierOffsetFirstImage 19	0.1
DetectionChannels AmplifierOffsetFirstImage 190	0.1
DetectionChannels AmplifierOffsetFirstImage 191	0.1
DetectionChannels AmplifierOffsetFirstImage 192	0.1
DetectionChannels AmplifierOffsetFirstImage 193	0.1
DetectionChannels AmplifierOffsetFirstImage 194	0.1
DetectionChannels AmplifierOffsetFirstImage 195	0.1
DetectionChannels AmplifierOffsetFirstImage 196	0.1
DetectionChannels AmplifierOffsetFirstImage 197	0.1
DetectionChannels AmplifierOffsetFirstImage 198	0.1
DetectionChannels AmplifierOffsetFirstImage 199	0.1
DetectionChannels AmplifierOffsetFirstImage 2	0.1
DetectionChannels AmplifierOffsetFirstImage 20	0.1
DetectionChannels AmplifierOffsetFirstImage 200	0.1
DetectionChannels AmplifierOffsetFirstImage 201	0.1
DetectionChannels AmplifierOffsetFirstImage 202	0.1
DetectionChannels AmplifierOffsetFirstImage 203	0.1
DetectionChannels AmplifierOffsetFirstImage 204	0.1
DetectionChannels AmplifierOffsetFirstImage 205	0.1
DetectionChannels AmplifierOffsetFirstImage 206	0.1
DetectionChannels AmplifierOffsetFirstImage 207	0.1
DetectionChannels AmplifierOffsetFirstImage 208	0.1
DetectionChannels AmplifierOffsetFirstImage 209	0.1
DetectionChannels AmplifierOffsetFirstImage 21	0.1
DetectionChannels AmplifierOffsetFirstImage 210	0.1
DetectionChannels AmplifierOffsetFirstImage 211	0.1
DetectionChannels AmplifierOffsetFirstImage 212	0.1
DetectionChannels AmplifierOffsetFirstImage 213	0.1
DetectionChannels AmplifierOffsetFirstImage 214	0.1
DetectionChannels AmplifierOffsetFirstImage 215	0.1
DetectionChannels AmplifierOffsetFirstImage 216	0.1
DetectionChannels AmplifierOffsetFirstImage 217	0.1
DetectionChannels AmplifierOffsetFirstImage 218	0.1
DetectionChannels AmplifierOffsetFirstImage 219	0.1
DetectionChannels AmplifierOffsetFirstImage 22	0.1
DetectionChannels AmplifierOffsetFirstImage 220	0.1
DetectionChannels AmplifierOffsetFirstImage 221	0.1
DetectionChannels AmplifierOffsetFirstImage 222	0.1
DetectionChannels AmplifierOffsetFirstImage 223	0.1
DetectionChannels AmplifierOffsetFirstImage 224	0.1
DetectionChannels AmplifierOffsetFirstImage 225	0.1
DetectionChannels AmplifierOffsetFirstImage 226	0.1
DetectionChannels AmplifierOffsetFirstImage 227	0.1
DetectionChannels AmplifierOffsetFirstImage 228	0.1
DetectionChannels AmplifierOffsetFirstImage 229	0.1
DetectionChannels AmplifierOffsetFirstImage 23	0.1
DetectionChannels AmplifierOffsetFirstImage 230	0.1
DetectionChannels AmplifierOffsetFirstImage 231	0.1
DetectionChannels AmplifierOffsetFirstImage 232	0.1
DetectionChannels AmplifierOffsetFirstImage 233	0.1
DetectionChannels AmplifierOffsetFirstImage 234	0.1
DetectionChannels AmplifierOffsetFirstImage 235	0.1
DetectionChannels AmplifierOffsetFirstImage 236	0.1
DetectionChannels AmplifierOffsetFirstImage 237	0.1
DetectionChannels AmplifierOffsetFirstImage 238	0.1
DetectionChannels AmplifierOffsetFirstImage 239	0.1
DetectionChannels AmplifierOffsetFirstImage 24	0.1
DetectionChannels AmplifierOffsetFirstImage 240	0.1
DetectionChannels AmplifierOffsetFirstImage 241	0.1
DetectionChannels AmplifierOffsetFirstImage 242	0.1
DetectionChannels AmplifierOffsetFirstImage 243	0.1
DetectionChannels AmplifierOffsetFirstImage 244	0.1
DetectionChannels AmplifierOffsetFirstImage 245	0.1
DetectionChannels AmplifierOffsetFirstImage 246	0.1
DetectionChannels AmplifierOffsetFirstImage 247	0.1
DetectionChannels AmplifierOffsetFirstImage 248	0.1
DetectionChannels AmplifierOffsetFirstImage 249	0.1
DetectionChannels AmplifierOffsetFirstImage 25	0.1
DetectionChannels AmplifierOffsetFirstImage 250	0.1
DetectionChannels AmplifierOffsetFirstImage 251	0.1
DetectionChannels AmplifierOffsetFirstImage 252	0.1
DetectionChannels AmplifierOffsetFirstImage 253	0.1
DetectionChannels AmplifierOffsetFirstImage 254	0.1
DetectionChannels AmplifierOffsetFirstImage 255	0.1
DetectionChannels AmplifierOffsetFirstImage 256	0.1
DetectionChannels AmplifierOffsetFirstImage 257	0.1
DetectionChannels AmplifierOffsetFirstImage 258	0.1
DetectionChannels AmplifierOffsetFirstImage 259	0.1
DetectionChannels AmplifierOffsetFirstImage 26	0.1
DetectionChannels AmplifierOffsetFirstImage 260	0.1
DetectionChannels AmplifierOffsetFirstImage 261	0.1
DetectionChannels AmplifierOffsetFirstImage 262	0.1
DetectionChannels AmplifierOffsetFirstImage 263	0.1
DetectionChannels AmplifierOffsetFirstImage 264	0.1
DetectionChannels AmplifierOffsetFirstImage 265	0.1
DetectionChannels AmplifierOffsetFirstImage 266	0.1
DetectionChannels AmplifierOffsetFirstImage 267	0.1
DetectionChannels AmplifierOffsetFirstImage 268	0.1
DetectionChannels AmplifierOffsetFirstImage 269	0.1
DetectionChannels AmplifierOffsetFirstImage 27	0.1
DetectionChannels AmplifierOffsetFirstImage 270	0.1
DetectionChannels AmplifierOffsetFirstImage 271	0.1
DetectionChannels AmplifierOffsetFirstImage 272	0.1
DetectionChannels AmplifierOffsetFirstImage 273	0.1
DetectionChannels AmplifierOffsetFirstImage 274	0.1
DetectionChannels AmplifierOffsetFirstImage 275	0.1
DetectionChannels AmplifierOffsetFirstImage 276	0.1
DetectionChannels AmplifierOffsetFirstImage 277	0.1
DetectionChannels AmplifierOffsetFirstImage 278	0.1
DetectionChannels AmplifierOffsetFirstImage 279	0.1
DetectionChannels AmplifierOffsetFirstImage 28	0.1
DetectionChannels AmplifierOffsetFirstImage 280	0.1
DetectionChannels AmplifierOffsetFirstImage 281	0.1
DetectionChannels AmplifierOffsetFirstImage 282	0.1
DetectionChannels AmplifierOffsetFirstImage 283	0.1
DetectionChannels AmplifierOffsetFirstImage 284	0.1
DetectionChannels AmplifierOffsetFirstImage 285	0.1
DetectionChannels AmplifierOffsetFirstImage 286	0.1
DetectionChannels AmplifierOffsetFirstImage 287	0.1
DetectionChannels AmplifierOffsetFirstImage 288	0.1
DetectionChannels AmplifierOffsetFirstImage 289	0.1
DetectionChannels AmplifierOffsetFirstImage 29	0.1
DetectionChannels AmplifierOffsetFirstImage 290	0.1
DetectionChannels AmplifierOffsetFirstImage 291	0.1
DetectionChannels AmplifierOffsetFirstImage 292	0.1
DetectionChannels AmplifierOffsetFirstImage 293	0.1
DetectionChannels AmplifierOffsetFirstImage 294	0.1
DetectionChannels AmplifierOffsetFirstImage 295	0.1
DetectionChannels AmplifierOffsetFirstImage 296	0.1
DetectionChannels AmplifierOffsetFirstImage 297	0.1
DetectionChannels AmplifierOffsetFirstImage 298	0.1
DetectionChannels AmplifierOffsetFirstImage 299	0.1
DetectionChannels AmplifierOffsetFirstImage 3	0.1
DetectionChannels AmplifierOffsetFirstImage 30	0.1
DetectionChannels AmplifierOffsetFirstImage 300	0.1
DetectionChannels AmplifierOffsetFirstImage 301	0.1
DetectionChannels AmplifierOffsetFirstImage 302	0.1
DetectionChannels AmplifierOffsetFirstImage 303	0.1
DetectionChannels AmplifierOffsetFirstImage 304	0.1
DetectionChannels AmplifierOffsetFirstImage 305	0.1
DetectionChannels AmplifierOffsetFirstImage 306	0.1
DetectionChannels AmplifierOffsetFirstImage 307	0.1
DetectionChannels AmplifierOffsetFirstImage 308	0.1
DetectionChannels AmplifierOffsetFirstImage 309	0.1
DetectionChannels AmplifierOffsetFirstImage 31	0.1
DetectionChannels AmplifierOffsetFirstImage 310	0.1
DetectionChannels AmplifierOffsetFirstImage 311	0.1
DetectionChannels AmplifierOffsetFirstImage 312	0.1
DetectionChannels AmplifierOffsetFirstImage 313	0.1
DetectionChannels AmplifierOffsetFirstImage 314	0.1
DetectionChannels AmplifierOffsetFirstImage 315	0.1
DetectionChannels AmplifierOffsetFirstImage 316	0.1
DetectionChannels AmplifierOffsetFirstImage 317	0.1
DetectionChannels AmplifierOffsetFirstImage 318	0.1
DetectionChannels AmplifierOffsetFirstImage 319	0.1
DetectionChannels AmplifierOffsetFirstImage 32	0.1
DetectionChannels AmplifierOffsetFirstImage 320	0.1
DetectionChannels AmplifierOffsetFirstImage 321	0.1
DetectionChannels AmplifierOffsetFirstImage 322	0.1
DetectionChannels AmplifierOffsetFirstImage 323	0.1
DetectionChannels AmplifierOffsetFirstImage 324	0.1
DetectionChannels AmplifierOffsetFirstImage 325	0.1
DetectionChannels AmplifierOffsetFirstImage 326	0.1
DetectionChannels AmplifierOffsetFirstImage 327	0.1
DetectionChannels AmplifierOffsetFirstImage 328	0.1
DetectionChannels AmplifierOffsetFirstImage 329	0.1
DetectionChannels AmplifierOffsetFirstImage 33	0.1
DetectionChannels AmplifierOffsetFirstImage 330	0.1
DetectionChannels AmplifierOffsetFirstImage 331	0.1
DetectionChannels AmplifierOffsetFirstImage 332	0.1
DetectionChannels AmplifierOffsetFirstImage 333	0.1
DetectionChannels AmplifierOffsetFirstImage 334	0.1
DetectionChannels AmplifierOffsetFirstImage 335	0.1
DetectionChannels AmplifierOffsetFirstImage 336	0.1
DetectionChannels AmplifierOffsetFirstImage 337	0.1
DetectionChannels AmplifierOffsetFirstImage 338	0.1
DetectionChannels AmplifierOffsetFirstImage 339	0.1
DetectionChannels AmplifierOffsetFirstImage 34	0.1
DetectionChannels AmplifierOffsetFirstImage 340	0.1
DetectionChannels AmplifierOffsetFirstImage 341	0.1
DetectionChannels AmplifierOffsetFirstImage 342	0.1
DetectionChannels AmplifierOffsetFirstImage 343	0.1
DetectionChannels AmplifierOffsetFirstImage 344	0.1
DetectionChannels AmplifierOffsetFirstImage 345	0.1
DetectionChannels AmplifierOffsetFirstImage 346	0.1
DetectionChannels AmplifierOffsetFirstImage 347	0.1
DetectionChannels AmplifierOffsetFirstImage 348	0.1
DetectionChannels AmplifierOffsetFirstImage 349	0.1
DetectionChannels AmplifierOffsetFirstImage 35	0.1
DetectionChannels AmplifierOffsetFirstImage 350	0.1
DetectionChannels AmplifierOffsetFirstImage 351	0.1
DetectionChannels AmplifierOffsetFirstImage 352	0.1
DetectionChannels AmplifierOffsetFirstImage 353	0.1
DetectionChannels AmplifierOffsetFirstImage 354	0.1
DetectionChannels AmplifierOffsetFirstImage 355	0.1
DetectionChannels AmplifierOffsetFirstImage 356	0.1
DetectionChannels AmplifierOffsetFirstImage 357	0.1
DetectionChannels AmplifierOffsetFirstImage 358	0.1
DetectionChannels AmplifierOffsetFirstImage 359	0.1
DetectionChannels AmplifierOffsetFirstImage 36	0.1
DetectionChannels AmplifierOffsetFirstImage 360	0.1
DetectionChannels AmplifierOffsetFirstImage 361	0.1
DetectionChannels AmplifierOffsetFirstImage 362	0.1
DetectionChannels AmplifierOffsetFirstImage 363	0.1
DetectionChannels AmplifierOffsetFirstImage 364	0.1
DetectionChannels AmplifierOffsetFirstImage 365	0.1
DetectionChannels AmplifierOffsetFirstImage 366	0.1
DetectionChannels AmplifierOffsetFirstImage 367	0.1
DetectionChannels AmplifierOffsetFirstImage 368	0.1
DetectionChannels AmplifierOffsetFirstImage 369	0.1
DetectionChannels AmplifierOffsetFirstImage 37	0.1
DetectionChannels AmplifierOffsetFirstImage 370	0.1
DetectionChannels AmplifierOffsetFirstImage 371	0.1
DetectionChannels AmplifierOffsetFirstImage 372	0.1
DetectionChannels AmplifierOffsetFirstImage 373	0.1
DetectionChannels AmplifierOffsetFirstImage 374	0.1
DetectionChannels AmplifierOffsetFirstImage 375	0.1
DetectionChannels AmplifierOffsetFirstImage 376	0.1
DetectionChannels AmplifierOffsetFirstImage 377	0.1
DetectionChannels AmplifierOffsetFirstImage 378	0.1
DetectionChannels AmplifierOffsetFirstImage 379	0.1
DetectionChannels AmplifierOffsetFirstImage 38	0.1
DetectionChannels AmplifierOffsetFirstImage 380	0.1
DetectionChannels AmplifierOffsetFirstImage 381	0.1
DetectionChannels AmplifierOffsetFirstImage 382	0.1
DetectionChannels AmplifierOffsetFirstImage 383	0.1
DetectionChannels AmplifierOffsetFirstImage 384	0.1
DetectionChannels AmplifierOffsetFirstImage 385	0.1
DetectionChannels AmplifierOffsetFirstImage 386	0.1
DetectionChannels AmplifierOffsetFirstImage 387	0.1
DetectionChannels AmplifierOffsetFirstImage 388	0.1
DetectionChannels AmplifierOffsetFirstImage 389	0.1
DetectionChannels AmplifierOffsetFirstImage 39	0.1
DetectionChannels AmplifierOffsetFirstImage 390	0.1
DetectionChannels AmplifierOffsetFirstImage 391	0.1
DetectionChannels AmplifierOffsetFirstImage 392	0.1
DetectionChannels AmplifierOffsetFirstImage 393	0.1
DetectionChannels AmplifierOffsetFirstImage 394	0.1
DetectionChannels AmplifierOffsetFirstImage 395	0.1
DetectionChannels AmplifierOffsetFirstImage 396	0.1
DetectionChannels AmplifierOffsetFirstImage 397	0.1
DetectionChannels AmplifierOffsetFirstImage 398	0.1
DetectionChannels AmplifierOffsetFirstImage 399	0.1
DetectionChannels AmplifierOffsetFirstImage 4	0.1
DetectionChannels AmplifierOffsetFirstImage 40	0.1
DetectionChannels AmplifierOffsetFirstImage 400	0.1
DetectionChannels AmplifierOffsetFirstImage 401	0.1
DetectionChannels AmplifierOffsetFirstImage 402	0.1
DetectionChannels AmplifierOffsetFirstImage 403	0.1
DetectionChannels AmplifierOffsetFirstImage 404	0.1
DetectionChannels AmplifierOffsetFirstImage 405	0.1
DetectionChannels AmplifierOffsetFirstImage 406	0.1
DetectionChannels AmplifierOffsetFirstImage 407	0.1
DetectionChannels AmplifierOffsetFirstImage 408	0.1
DetectionChannels AmplifierOffsetFirstImage 409	0.1
DetectionChannels AmplifierOffsetFirstImage 41	0.1
DetectionChannels AmplifierOffsetFirstImage 410	0.1
DetectionChannels AmplifierOffsetFirstImage 411	0.1
DetectionChannels AmplifierOffsetFirstImage 412	0.1
DetectionChannels AmplifierOffsetFirstImage 413	0.1
DetectionChannels AmplifierOffsetFirstImage 414	0.1
DetectionChannels AmplifierOffsetFirstImage 415	0.1
DetectionChannels AmplifierOffsetFirstImage 416	0.1
DetectionChannels AmplifierOffsetFirstImage 417	0.1
DetectionChannels AmplifierOffsetFirstImage 418	0.1
DetectionChannels AmplifierOffsetFirstImage 419	0.1
DetectionChannels AmplifierOffsetFirstImage 42	0.1
DetectionChannels AmplifierOffsetFirstImage 420	0.1
DetectionChannels AmplifierOffsetFirstImage 421	0.1
DetectionChannels AmplifierOffsetFirstImage 422	0.1
DetectionChannels AmplifierOffsetFirstImage 423	0.1
DetectionChannels AmplifierOffsetFirstImage 424	0.1
DetectionChannels AmplifierOffsetFirstImage 425	0.1
DetectionChannels AmplifierOffsetFirstImage 426	0.1
DetectionChannels AmplifierOffsetFirstImage 427	0.1
DetectionChannels AmplifierOffsetFirstImage 428	0.1
DetectionChannels AmplifierOffsetFirstImage 429	0.1
DetectionChannels AmplifierOffsetFirstImage 43	0.1
DetectionChannels AmplifierOffsetFirstImage 430	0.1
DetectionChannels AmplifierOffsetFirstImage 431	0.1
DetectionChannels AmplifierOffsetFirstImage 432	0.1
DetectionChannels AmplifierOffsetFirstImage 44	0.1
DetectionChannels AmplifierOffsetFirstImage 45	0.1
DetectionChannels AmplifierOffsetFirstImage 46	0.1
DetectionChannels AmplifierOffsetFirstImage 47	0.1
DetectionChannels AmplifierOffsetFirstImage 48	0.1
DetectionChannels AmplifierOffsetFirstImage 49	0.1
DetectionChannels AmplifierOffsetFirstImage 5	0.1
DetectionChannels AmplifierOffsetFirstImage 50	0.1
DetectionChannels AmplifierOffsetFirstImage 51	0.1
DetectionChannels AmplifierOffsetFirstImage 52	0.1
DetectionChannels AmplifierOffsetFirstImage 53	0.1
DetectionChannels AmplifierOffsetFirstImage 54	0.1
DetectionChannels AmplifierOffsetFirstImage 55	0.1
DetectionChannels AmplifierOffsetFirstImage 56	0.1
DetectionChannels AmplifierOffsetFirstImage 57	0.1
DetectionChannels AmplifierOffsetFirstImage 58	0.1
DetectionChannels AmplifierOffsetFirstImage 59	0.1
DetectionChannels AmplifierOffsetFirstImage 6	0.1
DetectionChannels AmplifierOffsetFirstImage 60	0.1
DetectionChannels AmplifierOffsetFirstImage 61	0.1
DetectionChannels AmplifierOffsetFirstImage 62	0.1
DetectionChannels AmplifierOffsetFirstImage 63	0.1
DetectionChannels AmplifierOffsetFirstImage 64	0.1
DetectionChannels AmplifierOffsetFirstImage 65	0.1
DetectionChannels AmplifierOffsetFirstImage 66	0.1
DetectionChannels AmplifierOffsetFirstImage 67	0.1
DetectionChannels AmplifierOffsetFirstImage 68	0.1
DetectionChannels AmplifierOffsetFirstImage 69	0.1
DetectionChannels AmplifierOffsetFirstImage 7	0.1
DetectionChannels AmplifierOffsetFirstImage 70	0.1
DetectionChannels AmplifierOffsetFirstImage 71	0.1
DetectionChannels AmplifierOffsetFirstImage 72	0.1
DetectionChannels AmplifierOffsetFirstImage 73	0.1
DetectionChannels AmplifierOffsetFirstImage 74	0.1
DetectionChannels AmplifierOffsetFirstImage 75	0.1
DetectionChannels AmplifierOffsetFirstImage 76	0.1
DetectionChannels AmplifierOffsetFirstImage 77	0.1
DetectionChannels AmplifierOffsetFirstImage 78	0.1
DetectionChannels AmplifierOffsetFirstImage 79	0.1
DetectionChannels AmplifierOffsetFirstImage 8	0.1
DetectionChannels AmplifierOffsetFirstImage 80	0.1
DetectionChannels AmplifierOffsetFirstImage 81	0.1
DetectionChannels AmplifierOffsetFirstImage 82	0.1
DetectionChannels AmplifierOffsetFirstImage 83	0.1
DetectionChannels AmplifierOffsetFirstImage 84	0.1
DetectionChannels AmplifierOffsetFirstImage 85	0.1
DetectionChannels AmplifierOffsetFirstImage 86	0.1
DetectionChannels AmplifierOffsetFirstImage 87	0.1
DetectionChannels AmplifierOffsetFirstImage 88	0.1
DetectionChannels AmplifierOffsetFirstImage 89	0.1
DetectionChannels AmplifierOffsetFirstImage 9	0.1
DetectionChannels AmplifierOffsetFirstImage 90	0.1
DetectionChannels AmplifierOffsetFirstImage 91	0.1
DetectionChannels AmplifierOffsetFirstImage 92	0.1
DetectionChannels AmplifierOffsetFirstImage 93	0.1
DetectionChannels AmplifierOffsetFirstImage 94	0.1
DetectionChannels AmplifierOffsetFirstImage 95	0.1
DetectionChannels AmplifierOffsetFirstImage 96	0.1
DetectionChannels AmplifierOffsetFirstImage 97	0.1
DetectionChannels AmplifierOffsetFirstImage 98	0.1
DetectionChannels AmplifierOffsetFirstImage 99	0.1
DetectionChannels AmplifierOffsetLastImage 1	0.1
DetectionChannels AmplifierOffsetLastImage 10	0.1
DetectionChannels AmplifierOffsetLastImage 100	0.1
DetectionChannels AmplifierOffsetLastImage 101	0.1
DetectionChannels AmplifierOffsetLastImage 102	0.1
DetectionChannels AmplifierOffsetLastImage 103	0.1
DetectionChannels AmplifierOffsetLastImage 104	0.1
DetectionChannels AmplifierOffsetLastImage 105	0.1
DetectionChannels AmplifierOffsetLastImage 106	0.1
DetectionChannels AmplifierOffsetLastImage 107	0.1
DetectionChannels AmplifierOffsetLastImage 108	0.1
DetectionChannels AmplifierOffsetLastImage 109	0.1
DetectionChannels AmplifierOffsetLastImage 11	0.1
DetectionChannels AmplifierOffsetLastImage 110	0.1
DetectionChannels AmplifierOffsetLastImage 111	0.1
DetectionChannels AmplifierOffsetLastImage 112	0.1
DetectionChannels AmplifierOffsetLastImage 113	0.1
DetectionChannels AmplifierOffsetLastImage 114	0.1
DetectionChannels AmplifierOffsetLastImage 115	0.1
DetectionChannels AmplifierOffsetLastImage 116	0.1
DetectionChannels AmplifierOffsetLastImage 117	0.1
DetectionChannels AmplifierOffsetLastImage 118	0.1
DetectionChannels AmplifierOffsetLastImage 119	0.1
DetectionChannels AmplifierOffsetLastImage 12	0.1
DetectionChannels AmplifierOffsetLastImage 120	0.1
DetectionChannels AmplifierOffsetLastImage 121	0.1
DetectionChannels AmplifierOffsetLastImage 122	0.1
DetectionChannels AmplifierOffsetLastImage 123	0.1
DetectionChannels AmplifierOffsetLastImage 124	0.1
DetectionChannels AmplifierOffsetLastImage 125	0.1
DetectionChannels AmplifierOffsetLastImage 126	0.1
DetectionChannels AmplifierOffsetLastImage 127	0.1
DetectionChannels AmplifierOffsetLastImage 128	0.1
DetectionChannels AmplifierOffsetLastImage 129	0.1
DetectionChannels AmplifierOffsetLastImage 13	0.1
DetectionChannels AmplifierOffsetLastImage 130	0.1
DetectionChannels AmplifierOffsetLastImage 131	0.1
DetectionChannels AmplifierOffsetLastImage 132	0.1
DetectionChannels AmplifierOffsetLastImage 133	0.1
DetectionChannels AmplifierOffsetLastImage 134	0.1
DetectionChannels AmplifierOffsetLastImage 135	0.1
DetectionChannels AmplifierOffsetLastImage 136	0.1
DetectionChannels AmplifierOffsetLastImage 137	0.1
DetectionChannels AmplifierOffsetLastImage 138	0.1
DetectionChannels AmplifierOffsetLastImage 139	0.1
DetectionChannels AmplifierOffsetLastImage 14	0.1
DetectionChannels AmplifierOffsetLastImage 140	0.1
DetectionChannels AmplifierOffsetLastImage 141	0.1
DetectionChannels AmplifierOffsetLastImage 142	0.1
DetectionChannels AmplifierOffsetLastImage 143	0.1
DetectionChannels AmplifierOffsetLastImage 144	0.1
DetectionChannels AmplifierOffsetLastImage 145	0.1
DetectionChannels AmplifierOffsetLastImage 146	0.1
DetectionChannels AmplifierOffsetLastImage 147	0.1
DetectionChannels AmplifierOffsetLastImage 148	0.1
DetectionChannels AmplifierOffsetLastImage 149	0.1
DetectionChannels AmplifierOffsetLastImage 15	0.1
DetectionChannels AmplifierOffsetLastImage 150	0.1
DetectionChannels AmplifierOffsetLastImage 151	0.1
DetectionChannels AmplifierOffsetLastImage 152	0.1
DetectionChannels AmplifierOffsetLastImage 153	0.1
DetectionChannels AmplifierOffsetLastImage 154	0.1
DetectionChannels AmplifierOffsetLastImage 155	0.1
DetectionChannels AmplifierOffsetLastImage 156	0.1
DetectionChannels AmplifierOffsetLastImage 157	0.1
DetectionChannels AmplifierOffsetLastImage 158	0.1
DetectionChannels AmplifierOffsetLastImage 159	0.1
DetectionChannels AmplifierOffsetLastImage 16	0.1
DetectionChannels AmplifierOffsetLastImage 160	0.1
DetectionChannels AmplifierOffsetLastImage 161	0.1
DetectionChannels AmplifierOffsetLastImage 162	0.1
DetectionChannels AmplifierOffsetLastImage 163	0.1
DetectionChannels AmplifierOffsetLastImage 164	0.1
DetectionChannels AmplifierOffsetLastImage 165	0.1
DetectionChannels AmplifierOffsetLastImage 166	0.1
DetectionChannels AmplifierOffsetLastImage 167	0.1
DetectionChannels AmplifierOffsetLastImage 168	0.1
DetectionChannels AmplifierOffsetLastImage 169	0.1
DetectionChannels AmplifierOffsetLastImage 17	0.1
DetectionChannels AmplifierOffsetLastImage 170	0.1
DetectionChannels AmplifierOffsetLastImage 171	0.1
DetectionChannels AmplifierOffsetLastImage 172	0.1
DetectionChannels AmplifierOffsetLastImage 173	0.1
DetectionChannels AmplifierOffsetLastImage 174	0.1
DetectionChannels AmplifierOffsetLastImage 175	0.1
DetectionChannels AmplifierOffsetLastImage 176	0.1
DetectionChannels AmplifierOffsetLastImage 177	0.1
DetectionChannels AmplifierOffsetLastImage 178	0.1
DetectionChannels AmplifierOffsetLastImage 179	0.1
DetectionChannels AmplifierOffsetLastImage 18	0.1
DetectionChannels AmplifierOffsetLastImage 180	0.1
DetectionChannels AmplifierOffsetLastImage 181	0.1
DetectionChannels AmplifierOffsetLastImage 182	0.1
DetectionChannels AmplifierOffsetLastImage 183	0.1
DetectionChannels AmplifierOffsetLastImage 184	0.1
DetectionChannels AmplifierOffsetLastImage 185	0.1
DetectionChannels AmplifierOffsetLastImage 186	0.1
DetectionChannels AmplifierOffsetLastImage 187	0.1
DetectionChannels AmplifierOffsetLastImage 188	0.1
DetectionChannels AmplifierOffsetLastImage 189	0.1
DetectionChannels AmplifierOffsetLastImage 19	0.1
DetectionChannels AmplifierOffsetLastImage 190	0.1
DetectionChannels AmplifierOffsetLastImage 191	0.1
DetectionChannels AmplifierOffsetLastImage 192	0.1
DetectionChannels AmplifierOffsetLastImage 193	0.1
DetectionChannels AmplifierOffsetLastImage 194	0.1
DetectionChannels AmplifierOffsetLastImage 195	0.1
DetectionChannels AmplifierOffsetLastImage 196	0.1
DetectionChannels AmplifierOffsetLastImage 197	0.1
DetectionChannels AmplifierOffsetLastImage 198	0.1
DetectionChannels AmplifierOffsetLastImage 199	0.1
DetectionChannels AmplifierOffsetLastImage 2	0.1
DetectionChannels AmplifierOffsetLastImage 20	0.1
DetectionChannels AmplifierOffsetLastImage 200	0.1
DetectionChannels AmplifierOffsetLastImage 201	0.1
DetectionChannels AmplifierOffsetLastImage 202	0.1
DetectionChannels AmplifierOffsetLastImage 203	0.1
DetectionChannels AmplifierOffsetLastImage 204	0.1
DetectionChannels AmplifierOffsetLastImage 205	0.1
DetectionChannels AmplifierOffsetLastImage 206	0.1
DetectionChannels AmplifierOffsetLastImage 207	0.1
DetectionChannels AmplifierOffsetLastImage 208	0.1
DetectionChannels AmplifierOffsetLastImage 209	0.1
DetectionChannels AmplifierOffsetLastImage 21	0.1
DetectionChannels AmplifierOffsetLastImage 210	0.1
DetectionChannels AmplifierOffsetLastImage 211	0.1
DetectionChannels AmplifierOffsetLastImage 212	0.1
DetectionChannels AmplifierOffsetLastImage 213	0.1
DetectionChannels AmplifierOffsetLastImage 214	0.1
DetectionChannels AmplifierOffsetLastImage 215	0.1
DetectionChannels AmplifierOffsetLastImage 216	0.1
DetectionChannels AmplifierOffsetLastImage 217	0.1
DetectionChannels AmplifierOffsetLastImage 218	0.1
DetectionChannels AmplifierOffsetLastImage 219	0.1
DetectionChannels AmplifierOffsetLastImage 22	0.1
DetectionChannels AmplifierOffsetLastImage 220	0.1
DetectionChannels AmplifierOffsetLastImage 221	0.1
DetectionChannels AmplifierOffsetLastImage 222	0.1
DetectionChannels AmplifierOffsetLastImage 223	0.1
DetectionChannels AmplifierOffsetLastImage 224	0.1
DetectionChannels AmplifierOffsetLastImage 225	0.1
DetectionChannels AmplifierOffsetLastImage 226	0.1
DetectionChannels AmplifierOffsetLastImage 227	0.1
DetectionChannels AmplifierOffsetLastImage 228	0.1
DetectionChannels AmplifierOffsetLastImage 229	0.1
DetectionChannels AmplifierOffsetLastImage 23	0.1
DetectionChannels AmplifierOffsetLastImage 230	0.1
DetectionChannels AmplifierOffsetLastImage 231	0.1
DetectionChannels AmplifierOffsetLastImage 232	0.1
DetectionChannels AmplifierOffsetLastImage 233	0.1
DetectionChannels AmplifierOffsetLastImage 234	0.1
DetectionChannels AmplifierOffsetLastImage 235	0.1
DetectionChannels AmplifierOffsetLastImage 236	0.1
DetectionChannels AmplifierOffsetLastImage 237	0.1
DetectionChannels AmplifierOffsetLastImage 238	0.1
DetectionChannels AmplifierOffsetLastImage 239	0.1
DetectionChannels AmplifierOffsetLastImage 24	0.1
DetectionChannels AmplifierOffsetLastImage 240	0.1
DetectionChannels AmplifierOffsetLastImage 241	0.1
DetectionChannels AmplifierOffsetLastImage 242	0.1
DetectionChannels AmplifierOffsetLastImage 243	0.1
DetectionChannels AmplifierOffsetLastImage 244	0.1
DetectionChannels AmplifierOffsetLastImage 245	0.1
DetectionChannels AmplifierOffsetLastImage 246	0.1
DetectionChannels AmplifierOffsetLastImage 247	0.1
DetectionChannels AmplifierOffsetLastImage 248	0.1
DetectionChannels AmplifierOffsetLastImage 249	0.1
DetectionChannels AmplifierOffsetLastImage 25	0.1
DetectionChannels AmplifierOffsetLastImage 250	0.1
DetectionChannels AmplifierOffsetLastImage 251	0.1
DetectionChannels AmplifierOffsetLastImage 252	0.1
DetectionChannels AmplifierOffsetLastImage 253	0.1
DetectionChannels AmplifierOffsetLastImage 254	0.1
DetectionChannels AmplifierOffsetLastImage 255	0.1
DetectionChannels AmplifierOffsetLastImage 256	0.1
DetectionChannels AmplifierOffsetLastImage 257	0.1
DetectionChannels AmplifierOffsetLastImage 258	0.1
DetectionChannels AmplifierOffsetLastImage 259	0.1
DetectionChannels AmplifierOffsetLastImage 26	0.1
DetectionChannels AmplifierOffsetLastImage 260	0.1
DetectionChannels AmplifierOffsetLastImage 261	0.1
DetectionChannels AmplifierOffsetLastImage 262	0.1
DetectionChannels AmplifierOffsetLastImage 263	0.1
DetectionChannels AmplifierOffsetLastImage 264	0.1
DetectionChannels AmplifierOffsetLastImage 265	0.1
DetectionChannels AmplifierOffsetLastImage 266	0.1
DetectionChannels AmplifierOffsetLastImage 267	0.1
DetectionChannels AmplifierOffsetLastImage 268	0.1
DetectionChannels AmplifierOffsetLastImage 269	0.1
DetectionChannels AmplifierOffsetLastImage 27	0.1
DetectionChannels AmplifierOffsetLastImage 270	0.1
DetectionChannels AmplifierOffsetLastImage 271	0.1
DetectionChannels AmplifierOffsetLastImage 272	0.1
DetectionChannels AmplifierOffsetLastImage 273	0.1
DetectionChannels AmplifierOffsetLastImage 274	0.1
DetectionChannels AmplifierOffsetLastImage 275	0.1
DetectionChannels AmplifierOffsetLastImage 276	0.1
DetectionChannels AmplifierOffsetLastImage 277	0.1
DetectionChannels AmplifierOffsetLastImage 278	0.1
DetectionChannels AmplifierOffsetLastImage 279	0.1
DetectionChannels AmplifierOffsetLastImage 28	0.1
DetectionChannels AmplifierOffsetLastImage 280	0.1
DetectionChannels AmplifierOffsetLastImage 281	0.1
DetectionChannels AmplifierOffsetLastImage 282	0.1
DetectionChannels AmplifierOffsetLastImage 283	0.1
DetectionChannels AmplifierOffsetLastImage 284	0.1
DetectionChannels AmplifierOffsetLastImage 285	0.1
DetectionChannels AmplifierOffsetLastImage 286	0.1
DetectionChannels AmplifierOffsetLastImage 287	0.1
DetectionChannels AmplifierOffsetLastImage 288	0.1
DetectionChannels AmplifierOffsetLastImage 289	0.1
DetectionChannels AmplifierOffsetLastImage 29	0.1
DetectionChannels AmplifierOffsetLastImage 290	0.1
DetectionChannels AmplifierOffsetLastImage 291	0.1
DetectionChannels AmplifierOffsetLastImage 292	0.1
DetectionChannels AmplifierOffsetLastImage 293	0.1
DetectionChannels AmplifierOffsetLastImage 294	0.1
DetectionChannels AmplifierOffsetLastImage 295	0.1
DetectionChannels AmplifierOffsetLastImage 296	0.1
DetectionChannels AmplifierOffsetLastImage 297	0.1
DetectionChannels AmplifierOffsetLastImage 298	0.1
DetectionChannels AmplifierOffsetLastImage 299	0.1
DetectionChannels AmplifierOffsetLastImage 3	0.1
DetectionChannels AmplifierOffsetLastImage 30	0.1
DetectionChannels AmplifierOffsetLastImage 300	0.1
DetectionChannels AmplifierOffsetLastImage 301	0.1
DetectionChannels AmplifierOffsetLastImage 302	0.1
DetectionChannels AmplifierOffsetLastImage 303	0.1
DetectionChannels AmplifierOffsetLastImage 304	0.1
DetectionChannels AmplifierOffsetLastImage 305	0.1
DetectionChannels AmplifierOffsetLastImage 306	0.1
DetectionChannels AmplifierOffsetLastImage 307	0.1
DetectionChannels AmplifierOffsetLastImage 308	0.1
DetectionChannels AmplifierOffsetLastImage 309	0.1
DetectionChannels AmplifierOffsetLastImage 31	0.1
DetectionChannels AmplifierOffsetLastImage 310	0.1
DetectionChannels AmplifierOffsetLastImage 311	0.1
DetectionChannels AmplifierOffsetLastImage 312	0.1
DetectionChannels AmplifierOffsetLastImage 313	0.1
DetectionChannels AmplifierOffsetLastImage 314	0.1
DetectionChannels AmplifierOffsetLastImage 315	0.1
DetectionChannels AmplifierOffsetLastImage 316	0.1
DetectionChannels AmplifierOffsetLastImage 317	0.1
DetectionChannels AmplifierOffsetLastImage 318	0.1
DetectionChannels AmplifierOffsetLastImage 319	0.1
DetectionChannels AmplifierOffsetLastImage 32	0.1
DetectionChannels AmplifierOffsetLastImage 320	0.1
DetectionChannels AmplifierOffsetLastImage 321	0.1
DetectionChannels AmplifierOffsetLastImage 322	0.1
DetectionChannels AmplifierOffsetLastImage 323	0.1
DetectionChannels AmplifierOffsetLastImage 324	0.1
DetectionChannels AmplifierOffsetLastImage 325	0.1
DetectionChannels AmplifierOffsetLastImage 326	0.1
DetectionChannels AmplifierOffsetLastImage 327	0.1
DetectionChannels AmplifierOffsetLastImage 328	0.1
DetectionChannels AmplifierOffsetLastImage 329	0.1
DetectionChannels AmplifierOffsetLastImage 33	0.1
DetectionChannels AmplifierOffsetLastImage 330	0.1
DetectionChannels AmplifierOffsetLastImage 331	0.1
DetectionChannels AmplifierOffsetLastImage 332	0.1
DetectionChannels AmplifierOffsetLastImage 333	0.1
DetectionChannels AmplifierOffsetLastImage 334	0.1
DetectionChannels AmplifierOffsetLastImage 335	0.1
DetectionChannels AmplifierOffsetLastImage 336	0.1
DetectionChannels AmplifierOffsetLastImage 337	0.1
DetectionChannels AmplifierOffsetLastImage 338	0.1
DetectionChannels AmplifierOffsetLastImage 339	0.1
DetectionChannels AmplifierOffsetLastImage 34	0.1
DetectionChannels AmplifierOffsetLastImage 340	0.1
DetectionChannels AmplifierOffsetLastImage 341	0.1
DetectionChannels AmplifierOffsetLastImage 342	0.1
DetectionChannels AmplifierOffsetLastImage 343	0.1
DetectionChannels AmplifierOffsetLastImage 344	0.1
DetectionChannels AmplifierOffsetLastImage 345	0.1
DetectionChannels AmplifierOffsetLastImage 346	0.1
DetectionChannels AmplifierOffsetLastImage 347	0.1
DetectionChannels AmplifierOffsetLastImage 348	0.1
DetectionChannels AmplifierOffsetLastImage 349	0.1
DetectionChannels AmplifierOffsetLastImage 35	0.1
DetectionChannels AmplifierOffsetLastImage 350	0.1
DetectionChannels AmplifierOffsetLastImage 351	0.1
DetectionChannels AmplifierOffsetLastImage 352	0.1
DetectionChannels AmplifierOffsetLastImage 353	0.1
DetectionChannels AmplifierOffsetLastImage 354	0.1
DetectionChannels AmplifierOffsetLastImage 355	0.1
DetectionChannels AmplifierOffsetLastImage 356	0.1
DetectionChannels AmplifierOffsetLastImage 357	0.1
DetectionChannels AmplifierOffsetLastImage 358	0.1
DetectionChannels AmplifierOffsetLastImage 359	0.1
DetectionChannels AmplifierOffsetLastImage 36	0.1
DetectionChannels AmplifierOffsetLastImage 360	0.1
DetectionChannels AmplifierOffsetLastImage 361	0.1
DetectionChannels AmplifierOffsetLastImage 362	0.1
DetectionChannels AmplifierOffsetLastImage 363	0.1
DetectionChannels AmplifierOffsetLastImage 364	0.1
DetectionChannels AmplifierOffsetLastImage 365	0.1
DetectionChannels AmplifierOffsetLastImage 366	0.1
DetectionChannels AmplifierOffsetLastImage 367	0.1
DetectionChannels AmplifierOffsetLastImage 368	0.1
DetectionChannels AmplifierOffsetLastImage 369	0.1
DetectionChannels AmplifierOffsetLastImage 37	0.1
DetectionChannels AmplifierOffsetLastImage 370	0.1
DetectionChannels AmplifierOffsetLastImage 371	0.1
DetectionChannels AmplifierOffsetLastImage 372	0.1
DetectionChannels AmplifierOffsetLastImage 373	0.1
DetectionChannels AmplifierOffsetLastImage 374	0.1
DetectionChannels AmplifierOffsetLastImage 375	0.1
DetectionChannels AmplifierOffsetLastImage 376	0.1
DetectionChannels AmplifierOffsetLastImage 377	0.1
DetectionChannels AmplifierOffsetLastImage 378	0.1
DetectionChannels AmplifierOffsetLastImage 379	0.1
DetectionChannels AmplifierOffsetLastImage 38	0.1
DetectionChannels AmplifierOffsetLastImage 380	0.1
DetectionChannels AmplifierOffsetLastImage 381	0.1
DetectionChannels AmplifierOffsetLastImage 382	0.1
DetectionChannels AmplifierOffsetLastImage 383	0.1
DetectionChannels AmplifierOffsetLastImage 384	0.1
DetectionChannels AmplifierOffsetLastImage 385	0.1
DetectionChannels AmplifierOffsetLastImage 386	0.1
DetectionChannels AmplifierOffsetLastImage 387	0.1
DetectionChannels AmplifierOffsetLastImage 388	0.1
DetectionChannels AmplifierOffsetLastImage 389	0.1
DetectionChannels AmplifierOffsetLastImage 39	0.1
DetectionChannels AmplifierOffsetLastImage 390	0.1
DetectionChannels AmplifierOffsetLastImage 391	0.1
DetectionChannels AmplifierOffsetLastImage 392	0.1
DetectionChannels AmplifierOffsetLastImage 393	0.1
DetectionChannels AmplifierOffsetLastImage 394	0.1
DetectionChannels AmplifierOffsetLastImage 395	0.1
DetectionChannels AmplifierOffsetLastImage 396	0.1
DetectionChannels AmplifierOffsetLastImage 397	0.1
DetectionChannels AmplifierOffsetLastImage 398	0.1
DetectionChannels AmplifierOffsetLastImage 399	0.1
DetectionChannels AmplifierOffsetLastImage 4	0.1
DetectionChannels AmplifierOffsetLastImage 40	0.1
DetectionChannels AmplifierOffsetLastImage 400	0.1
DetectionChannels AmplifierOffsetLastImage 401	0.1
DetectionChannels AmplifierOffsetLastImage 402	0.1
DetectionChannels AmplifierOffsetLastImage 403	0.1
DetectionChannels AmplifierOffsetLastImage 404	0.1
DetectionChannels AmplifierOffsetLastImage 405	0.1
DetectionChannels AmplifierOffsetLastImage 406	0.1
DetectionChannels AmplifierOffsetLastImage 407	0.1
DetectionChannels AmplifierOffsetLastImage 408	0.1
DetectionChannels AmplifierOffsetLastImage 409	0.1
DetectionChannels AmplifierOffsetLastImage 41	0.1
DetectionChannels AmplifierOffsetLastImage 410	0.1
DetectionChannels AmplifierOffsetLastImage 411	0.1
DetectionChannels AmplifierOffsetLastImage 412	0.1
DetectionChannels AmplifierOffsetLastImage 413	0.1
DetectionChannels AmplifierOffsetLastImage 414	0.1
DetectionChannels AmplifierOffsetLastImage 415	0.1
DetectionChannels AmplifierOffsetLastImage 416	0.1
DetectionChannels AmplifierOffsetLastImage 417	0.1
DetectionChannels AmplifierOffsetLastImage 418	0.1
DetectionChannels AmplifierOffsetLastImage 419	0.1
DetectionChannels AmplifierOffsetLastImage 42	0.1
DetectionChannels AmplifierOffsetLastImage 420	0.1
DetectionChannels AmplifierOffsetLastImage 421	0.1
DetectionChannels AmplifierOffsetLastImage 422	0.1
DetectionChannels AmplifierOffsetLastImage 423	0.1
DetectionChannels AmplifierOffsetLastImage 424	0.1
DetectionChannels AmplifierOffsetLastImage 425	0.1
DetectionChannels AmplifierOffsetLastImage 426	0.1
DetectionChannels AmplifierOffsetLastImage 427	0.1
DetectionChannels AmplifierOffsetLastImage 428	0.1
DetectionChannels AmplifierOffsetLastImage 429	0.1
DetectionChannels AmplifierOffsetLastImage 43	0.1
DetectionChannels AmplifierOffsetLastImage 430	0.1
DetectionChannels AmplifierOffsetLastImage 431	0.1
DetectionChannels AmplifierOffsetLastImage 432	0.1
DetectionChannels AmplifierOffsetLastImage 44	0.1
DetectionChannels AmplifierOffsetLastImage 45	0.1
DetectionChannels AmplifierOffsetLastImage 46	0.1
DetectionChannels AmplifierOffsetLastImage 47	0.1
DetectionChannels AmplifierOffsetLastImage 48	0.1
DetectionChannels AmplifierOffsetLastImage 49	0.1
DetectionChannels AmplifierOffsetLastImage 5	0.1
DetectionChannels AmplifierOffsetLastImage 50	0.1
DetectionChannels AmplifierOffsetLastImage 51	0.1
DetectionChannels AmplifierOffsetLastImage 52	0.1
DetectionChannels AmplifierOffsetLastImage 53	0.1
DetectionChannels AmplifierOffsetLastImage 54	0.1
DetectionChannels AmplifierOffsetLastImage 55	0.1
DetectionChannels AmplifierOffsetLastImage 56	0.1
DetectionChannels AmplifierOffsetLastImage 57	0.1
DetectionChannels AmplifierOffsetLastImage 58	0.1
DetectionChannels AmplifierOffsetLastImage 59	0.1
DetectionChannels AmplifierOffsetLastImage 6	0.1
DetectionChannels AmplifierOffsetLastImage 60	0.1
DetectionChannels AmplifierOffsetLastImage 61	0.1
DetectionChannels AmplifierOffsetLastImage 62	0.1
DetectionChannels AmplifierOffsetLastImage 63	0.1
DetectionChannels AmplifierOffsetLastImage 64	0.1
DetectionChannels AmplifierOffsetLastImage 65	0.1
DetectionChannels AmplifierOffsetLastImage 66	0.1
DetectionChannels AmplifierOffsetLastImage 67	0.1
DetectionChannels AmplifierOffsetLastImage 68	0.1
DetectionChannels AmplifierOffsetLastImage 69	0.1
DetectionChannels AmplifierOffsetLastImage 7	0.1
DetectionChannels AmplifierOffsetLastImage 70	0.1
DetectionChannels AmplifierOffsetLastImage 71	0.1
DetectionChannels AmplifierOffsetLastImage 72	0.1
DetectionChannels AmplifierOffsetLastImage 73	0.1
DetectionChannels AmplifierOffsetLastImage 74	0.1
DetectionChannels AmplifierOffsetLastImage 75	0.1
DetectionChannels AmplifierOffsetLastImage 76	0.1
DetectionChannels AmplifierOffsetLastImage 77	0.1
DetectionChannels AmplifierOffsetLastImage 78	0.1
DetectionChannels AmplifierOffsetLastImage 79	0.1
DetectionChannels AmplifierOffsetLastImage 8	0.1
DetectionChannels AmplifierOffsetLastImage 80	0.1
DetectionChannels AmplifierOffsetLastImage 81	0.1
DetectionChannels AmplifierOffsetLastImage 82	0.1
DetectionChannels AmplifierOffsetLastImage 83	0.1
DetectionChannels AmplifierOffsetLastImage 84	0.1
DetectionChannels AmplifierOffsetLastImage 85	0.1
DetectionChannels AmplifierOffsetLastImage 86	0.1
DetectionChannels AmplifierOffsetLastImage 87	0.1
DetectionChannels AmplifierOffsetLastImage 88	0.1
DetectionChannels AmplifierOffsetLastImage 89	0.1
DetectionChannels AmplifierOffsetLastImage 9	0.1
DetectionChannels AmplifierOffsetLastImage 90	0.1
DetectionChannels AmplifierOffsetLastImage 91	0.1
DetectionChannels AmplifierOffsetLastImage 92	0.1
DetectionChannels AmplifierOffsetLastImage 93	0.1
DetectionChannels AmplifierOffsetLastImage 94	0.1
DetectionChannels AmplifierOffsetLastImage 95	0.1
DetectionChannels AmplifierOffsetLastImage 96	0.1
DetectionChannels AmplifierOffsetLastImage 97	0.1
DetectionChannels AmplifierOffsetLastImage 98	0.1
DetectionChannels AmplifierOffsetLastImage 99	0.1
DetectionChannels CountingTrigger 1	5.0
DetectionChannels CountingTrigger 10	5.0
DetectionChannels CountingTrigger 100	5.0
DetectionChannels CountingTrigger 101	5.0
DetectionChannels CountingTrigger 102	5.0
DetectionChannels CountingTrigger 103	5.0
DetectionChannels CountingTrigger 104	5.0
DetectionChannels CountingTrigger 105	5.0
DetectionChannels CountingTrigger 106	5.0
DetectionChannels CountingTrigger 107	5.0
DetectionChannels CountingTrigger 108	5.0
DetectionChannels CountingTrigger 109	5.0
DetectionChannels CountingTrigger 11	5.0
DetectionChannels CountingTrigger 110	5.0
DetectionChannels CountingTrigger 111	5.0
DetectionChannels CountingTrigger 112	5.0
DetectionChannels CountingTrigger 113	5.0
DetectionChannels CountingTrigger 114	5.0
DetectionChannels CountingTrigger 115	5.0
DetectionChannels CountingTrigger 116	5.0
DetectionChannels CountingTrigger 117	5.0
DetectionChannels CountingTrigger 118	5.0
DetectionChannels CountingTrigger 119	5.0
DetectionChannels CountingTrigger 12	5.0
DetectionChannels CountingTrigger 120	5.0
DetectionChannels CountingTrigger 121	5.0
DetectionChannels CountingTrigger 122	5.0
DetectionChannels CountingTrigger 123	5.0
DetectionChannels CountingTrigger 124	5.0
DetectionChannels CountingTrigger 125	5.0
DetectionChannels CountingTrigger 126	5.0
DetectionChannels CountingTrigger 127	5.0
DetectionChannels CountingTrigger 128	5.0
DetectionChannels CountingTrigger 129	5.0
DetectionChannels CountingTrigger 13	5.0
DetectionChannels CountingTrigger 130	5.0
DetectionChannels CountingTrigger 131	5.0
DetectionChannels CountingTrigger 132	5.0
DetectionChannels CountingTrigger 133	5.0
DetectionChannels CountingTrigger 134	5.0
DetectionChannels CountingTrigger 135	5.0
DetectionChannels CountingTrigger 136	5.0
DetectionChannels CountingTrigger 137	5.0
DetectionChannels CountingTrigger 138	5.0
DetectionChannels CountingTrigger 139	5.0
DetectionChannels CountingTrigger 14	5.0
DetectionChannels CountingTrigger 140	5.0
DetectionChannels CountingTrigger 141	5.0
DetectionChannels CountingTrigger 142	5.0
DetectionChannels CountingTrigger 143	5.0
DetectionChannels CountingTrigger 144	5.0
DetectionChannels CountingTrigger 145	5.0
DetectionChannels CountingTrigger 146	5.0
DetectionChannels CountingTrigger 147	5.0
DetectionChannels CountingTrigger 148	5.0
DetectionChannels CountingTrigger 149	5.0
DetectionChannels CountingTrigger 15	5.0
DetectionChannels CountingTrigger 150	5.0
DetectionChannels CountingTrigger 151	5.0
DetectionChannels CountingTrigger 152	5.0
DetectionChannels CountingTrigger 153	5.0
DetectionChannels CountingTrigger 154	5.0
DetectionChannels CountingTrigger 155	5.0
DetectionChannels CountingTrigger 156	5.0
DetectionChannels CountingTrigger 157	5.0
DetectionChannels CountingTrigger 158	5.0
DetectionChannels CountingTrigger 159	5.0
DetectionChannels CountingTrigger 16	5.0
DetectionChannels CountingTrigger 160	5.0
DetectionChannels CountingTrigger 161	5.0
DetectionChannels CountingTrigger 162	5.0
DetectionChannels CountingTrigger 163	5.0
DetectionChannels CountingTrigger 164	5.0
DetectionChannels CountingTrigger 165	5.0
DetectionChannels CountingTrigger 166	5.0
DetectionChannels CountingTrigger 167	5.0
DetectionChannels CountingTrigger 168	5.0
DetectionChannels CountingTrigger 169	5.0
DetectionChannels CountingTrigger 17	5.0
DetectionChannels CountingTrigger 170	5.0
DetectionChannels CountingTrigger 171	5.0
DetectionChannels CountingTrigger 172	5.0
DetectionChannels CountingTrigger 173	5.0
DetectionChannels CountingTrigger 174	5.0
DetectionChannels CountingTrigger 175	5.0
DetectionChannels CountingTrigger 176	5.0
DetectionChannels CountingTrigger 177	5.0
DetectionChannels CountingTrigger 178	5.0
DetectionChannels CountingTrigger 179	5.0
DetectionChannels CountingTrigger 18	5.0
DetectionChannels CountingTrigger 180	5.0
DetectionChannels CountingTrigger 181	5.0
DetectionChannels CountingTrigger 182	5.0
DetectionChannels CountingTrigger 183	5.0
DetectionChannels CountingTrigger 184	5.0
DetectionChannels CountingTrigger 185	5.0
DetectionChannels CountingTrigger 186	5.0
DetectionChannels CountingTrigger 187	5.0
DetectionChannels CountingTrigger 188	5.0
DetectionChannels CountingTrigger 189	5.0
DetectionChannels CountingTrigger 19	5.0
DetectionChannels CountingTrigger 190	5.0
DetectionChannels CountingTrigger 191	5.0
DetectionChannels CountingTrigger 192	5.0
DetectionChannels CountingTrigger 193	5.0
DetectionChannels CountingTrigger 194	5.0
DetectionChannels CountingTrigger 195	5.0
DetectionChannels CountingTrigger 196	5.0
DetectionChannels CountingTrigger 197	5.0
DetectionChannels CountingTrigger 198	5.0
DetectionChannels CountingTrigger 199	5.0
DetectionChannels CountingTrigger 2	5.0
DetectionChannels CountingTrigger 20	5.0
DetectionChannels CountingTrigger 200	5.0
DetectionChannels CountingTrigger 201	5.0
DetectionChannels CountingTrigger 202	5.0
DetectionChannels CountingTrigger 203	5.0
DetectionChannels CountingTrigger 204	5.0
DetectionChannels CountingTrigger 205	5.0
DetectionChannels CountingTrigger 206	5.0
DetectionChannels CountingTrigger 207	5.0
DetectionChannels CountingTrigger 208	5.0
DetectionChannels CountingTrigger 209	5.0
DetectionChannels CountingTrigger 21	5.0
DetectionChannels CountingTrigger 210	5.0
DetectionChannels CountingTrigger 211	5.0
DetectionChannels CountingTrigger 212	5.0
DetectionChannels CountingTrigger 213	5.0
DetectionChannels CountingTrigger 214	5.0
DetectionChannels CountingTrigger 215	5.0
DetectionChannels CountingTrigger 216	5.0
DetectionChannels CountingTrigger 217	5.0
DetectionChannels CountingTrigger 218	5.0
DetectionChannels CountingTrigger 219	5.0
DetectionChannels CountingTrigger 22	5.0
DetectionChannels CountingTrigger 220	5.0
DetectionChannels CountingTrigger 221	5.0
DetectionChannels CountingTrigger 222	5.0
DetectionChannels CountingTrigger 223	5.0
DetectionChannels CountingTrigger 224	5.0
DetectionChannels CountingTrigger 225	5.0
DetectionChannels CountingTrigger 226	5.0
DetectionChannels CountingTrigger 227	5.0
DetectionChannels CountingTrigger 228	5.0
DetectionChannels CountingTrigger 229	5.0
DetectionChannels CountingTrigger 23	5.0
DetectionChannels CountingTrigger 230	5.0
DetectionChannels CountingTrigger 231	5.0
DetectionChannels CountingTrigger 232	5.0
DetectionChannels CountingTrigger 233	5.0
DetectionChannels CountingTrigger 234	5.0
DetectionChannels CountingTrigger 235	5.0
DetectionChannels CountingTrigger 236	5.0
DetectionChannels CountingTrigger 237	5.0
DetectionChannels CountingTrigger 238	5.0
DetectionChannels CountingTrigger 239	5.0
DetectionChannels CountingTrigger 24	5.0
DetectionChannels CountingTrigger 240	5.0
DetectionChannels CountingTrigger 241	5.0
DetectionChannels CountingTrigger 242	5.0
DetectionChannels CountingTrigger 243	5.0
DetectionChannels CountingTrigger 244	5.0
DetectionChannels CountingTrigger 245	5.0
DetectionChannels CountingTrigger 246	5.0
DetectionChannels CountingTrigger 247	5.0
DetectionChannels CountingTrigger 248	5.0
DetectionChannels CountingTrigger 249	5.0
DetectionChannels CountingTrigger 25	5.0
DetectionChannels CountingTrigger 250	5.0
DetectionChannels CountingTrigger 251	5.0
DetectionChannels CountingTrigger 252	5.0
DetectionChannels CountingTrigger 253	5.0
DetectionChannels CountingTrigger 254	5.0
DetectionChannels CountingTrigger 255	5.0
DetectionChannels CountingTrigger 256	5.0
DetectionChannels CountingTrigger 257	5.0
DetectionChannels CountingTrigger 258	5.0
DetectionChannels CountingTrigger 259	5.0
DetectionChannels CountingTrigger 26	5.0
DetectionChannels CountingTrigger 260	5.0
DetectionChannels CountingTrigger 261	5.0
DetectionChannels CountingTrigger 262	5.0
DetectionChannels CountingTrigger 263	5.0
DetectionChannels CountingTrigger 264	5.0
DetectionChannels CountingTrigger 265	5.0
DetectionChannels CountingTrigger 266	5.0
DetectionChannels CountingTrigger 267	5.0
DetectionChannels CountingTrigger 268	5.0
DetectionChannels CountingTrigger 269	5.0
DetectionChannels CountingTrigger 27	5.0
DetectionChannels CountingTrigger 270	5.0
DetectionChannels CountingTrigger 271	5.0
DetectionChannels CountingTrigger 272	5.0
DetectionChannels CountingTrigger 273	5.0
DetectionChannels CountingTrigger 274	5.0
DetectionChannels CountingTrigger 275	5.0
DetectionChannels CountingTrigger 276	5.0
DetectionChannels CountingTrigger 277	5.0
DetectionChannels CountingTrigger 278	5.0
DetectionChannels CountingTrigger 279	5.0
DetectionChannels CountingTrigger 28	5.0
DetectionChannels CountingTrigger 280	5.0
DetectionChannels CountingTrigger 281	5.0
DetectionChannels CountingTrigger 282	5.0
DetectionChannels CountingTrigger 283	5.0
DetectionChannels CountingTrigger 284	5.0
DetectionChannels CountingTrigger 285	5.0
DetectionChannels CountingTrigger 286	5.0
DetectionChannels CountingTrigger 287	5.0
DetectionChannels CountingTrigger 288	5.0
DetectionChannels CountingTrigger 289	5.0
DetectionChannels CountingTrigger 29	5.0
DetectionChannels CountingTrigger 290	5.0
DetectionChannels CountingTrigger 291	5.0
DetectionChannels CountingTrigger 292	5.0
DetectionChannels CountingTrigger 293	5.0
DetectionChannels CountingTrigger 294	5.0
DetectionChannels CountingTrigger 295	5.0
DetectionChannels CountingTrigger 296	5.0
DetectionChannels CountingTrigger 297	5.0
DetectionChannels CountingTrigger 298	5.0
DetectionChannels CountingTrigger 299	5.0
DetectionChannels CountingTrigger 3	5.0
DetectionChannels CountingTrigger 30	5.0
DetectionChannels CountingTrigger 300	5.0
DetectionChannels CountingTrigger 301	5.0
DetectionChannels CountingTrigger 302	5.0
DetectionChannels CountingTrigger 303	5.0
DetectionChannels CountingTrigger 304	5.0
DetectionChannels CountingTrigger 305	5.0
DetectionChannels CountingTrigger 306	5.0
DetectionChannels CountingTrigger 307	5.0
DetectionChannels CountingTrigger 308	5.0
DetectionChannels CountingTrigger 309	5.0
DetectionChannels CountingTrigger 31	5.0
DetectionChannels CountingTrigger 310	5.0
DetectionChannels CountingTrigger 311	5.0
DetectionChannels CountingTrigger 312	5.0
DetectionChannels CountingTrigger 313	5.0
DetectionChannels CountingTrigger 314	5.0
DetectionChannels CountingTrigger 315	5.0
DetectionChannels CountingTrigger 316	5.0
DetectionChannels CountingTrigger 317	5.0
DetectionChannels CountingTrigger 318	5.0
DetectionChannels CountingTrigger 319	5.0
DetectionChannels CountingTrigger 32	5.0
DetectionChannels CountingTrigger 320	5.0
DetectionChannels CountingTrigger 321	5.0
DetectionChannels CountingTrigger 322	5.0
DetectionChannels CountingTrigger 323	5.0
DetectionChannels CountingTrigger 324	5.0
DetectionChannels CountingTrigger 325	5.0
DetectionChannels CountingTrigger 326	5.0
DetectionChannels CountingTrigger 327	5.0
DetectionChannels CountingTrigger 328	5.0
DetectionChannels CountingTrigger 329	5.0
DetectionChannels CountingTrigger 33	5.0
DetectionChannels CountingTrigger 330	5.0
DetectionChannels CountingTrigger 331	5.0
DetectionChannels CountingTrigger 332	5.0
DetectionChannels CountingTrigger 333	5.0
DetectionChannels CountingTrigger 334	5.0
DetectionChannels CountingTrigger 335	5.0
DetectionChannels CountingTrigger 336	5.0
DetectionChannels CountingTrigger 337	5.0
DetectionChannels CountingTrigger 338	5.0
DetectionChannels CountingTrigger 339	5.0
DetectionChannels CountingTrigger 34	5.0
DetectionChannels CountingTrigger 340	5.0
DetectionChannels CountingTrigger 341	5.0
DetectionChannels CountingTrigger 342	5.0
DetectionChannels CountingTrigger 343	5.0
DetectionChannels CountingTrigger 344	5.0
DetectionChannels CountingTrigger 345	5.0
DetectionChannels CountingTrigger 346	5.0
DetectionChannels CountingTrigger 347	5.0
DetectionChannels CountingTrigger 348	5.0
DetectionChannels CountingTrigger 349	5.0
DetectionChannels CountingTrigger 35	5.0
DetectionChannels CountingTrigger 350	5.0
DetectionChannels CountingTrigger 351	5.0
DetectionChannels CountingTrigger 352	5.0
DetectionChannels CountingTrigger 353	5.0
DetectionChannels CountingTrigger 354	5.0
DetectionChannels CountingTrigger 355	5.0
DetectionChannels CountingTrigger 356	5.0
DetectionChannels CountingTrigger 357	5.0
DetectionChannels CountingTrigger 358	5.0
DetectionChannels CountingTrigger 359	5.0
DetectionChannels CountingTrigger 36	5.0
DetectionChannels CountingTrigger 360	5.0
DetectionChannels CountingTrigger 361	5.0
DetectionChannels CountingTrigger 362	5.0
DetectionChannels CountingTrigger 363	5.0
DetectionChannels CountingTrigger 364	5.0
DetectionChannels CountingTrigger 365	5.0
DetectionChannels CountingTrigger 366	5.0
DetectionChannels CountingTrigger 367	5.0
DetectionChannels CountingTrigger 368	5.0
DetectionChannels CountingTrigger 369	5.0
DetectionChannels CountingTrigger 37	5.0
DetectionChannels CountingTrigger 370	5.0
DetectionChannels CountingTrigger 371	5.0
DetectionChannels CountingTrigger 372	5.0
DetectionChannels CountingTrigger 373	5.0
DetectionChannels CountingTrigger 374	5.0
DetectionChannels CountingTrigger 375	5.0
DetectionChannels CountingTrigger 376	5.0
DetectionChannels CountingTrigger 377	5.0
DetectionChannels CountingTrigger 378	5.0
DetectionChannels CountingTrigger 379	5.0
DetectionChannels CountingTrigger 38	5.0
DetectionChannels CountingTrigger 380	5.0
DetectionChannels CountingTrigger 381	5.0
DetectionChannels CountingTrigger 382	5.0
DetectionChannels CountingTrigger 383	5.0
DetectionChannels CountingTrigger 384	5.0
DetectionChannels CountingTrigger 385	5.0
DetectionChannels CountingTrigger 386	5.0
DetectionChannels CountingTrigger 387	5.0
DetectionChannels CountingTrigger 388	5.0
DetectionChannels CountingTrigger 389	5.0
DetectionChannels CountingTrigger 39	5.0
DetectionChannels CountingTrigger 390	5.0
DetectionChannels CountingTrigger 391	5.0
DetectionChannels CountingTrigger 392	5.0
DetectionChannels CountingTrigger 393	5.0
DetectionChannels CountingTrigger 394	5.0
DetectionChannels CountingTrigger 395	5.0
DetectionChannels CountingTrigger 396	5.0
DetectionChannels CountingTrigger 397	5.0
DetectionChannels CountingTrigger 398	5.0
DetectionChannels CountingTrigger 399	5.0
DetectionChannels CountingTrigger 4	5.0
DetectionChannels CountingTrigger 40	5.0
DetectionChannels CountingTrigger 400	5.0
DetectionChannels CountingTrigger 401	5.0
DetectionChannels CountingTrigger 402	5.0
DetectionChannels CountingTrigger 403	5.0
DetectionChannels CountingTrigger 404	5.0
DetectionChannels CountingTrigger 405	5.0
DetectionChannels CountingTrigger 406	5.0
DetectionChannels CountingTrigger 407	5.0
DetectionChannels CountingTrigger 408	5.0
DetectionChannels CountingTrigger 409	5.0
DetectionChannels CountingTrigger 41	5.0
DetectionChannels CountingTrigger 410	5.0
DetectionChannels CountingTrigger 411	5.0
DetectionChannels CountingTrigger 412	5.0
DetectionChannels CountingTrigger 413	5.0
DetectionChannels CountingTrigger 414	5.0
DetectionChannels CountingTrigger 415	5.0
DetectionChannels CountingTrigger 416	5.0
DetectionChannels CountingTrigger 417	5.0
DetectionChannels CountingTrigger 418	5.0
DetectionChannels CountingTrigger 419	5.0
DetectionChannels CountingTrigger 42	5.0
DetectionChannels CountingTrigger 420	5.0
DetectionChannels CountingTrigger 421	5.0
DetectionChannels CountingTrigger 422	5.0
DetectionChannels CountingTrigger 423	5.0
DetectionChannels CountingTrigger 424	5.0
DetectionChannels CountingTrigger 425	5.0
DetectionChannels CountingTrigger 426	5.0
DetectionChannels CountingTrigger 427	5.0
DetectionChannels CountingTrigger 428	5.0
DetectionChannels CountingTrigger 429	5.0
DetectionChannels CountingTrigger 43	5.0
DetectionChannels CountingTrigger 430	5.0
DetectionChannels CountingTrigger 431	5.0
DetectionChannels CountingTrigger 432	5.0
DetectionChannels CountingTrigger 44	5.0
DetectionChannels CountingTrigger 45	5.0
DetectionChannels CountingTrigger 46	5.0
DetectionChannels CountingTrigger 47	5.0
DetectionChannels CountingTrigger 48	5.0
DetectionChannels CountingTrigger 49	5.0
DetectionChannels CountingTrigger 5	5.0
DetectionChannels CountingTrigger 50	5.0
DetectionChannels CountingTrigger 51	5.0
DetectionChannels CountingTrigger 52	5.0
DetectionChannels CountingTrigger 53	5.0
DetectionChannels CountingTrigger 54	5.0
DetectionChannels CountingTrigger 55	5.0
DetectionChannels CountingTrigger 56	5.0
DetectionChannels CountingTrigger 57	5.0
DetectionChannels CountingTrigger 58	5.0
DetectionChannels CountingTrigger 59	5.0
DetectionChannels CountingTrigger 6	5.0
DetectionChannels CountingTrigger 60	5.0
DetectionChannels CountingTrigger 61	5.0
DetectionChannels CountingTrigger 62	5.0
DetectionChannels CountingTrigger 63	5.0
DetectionChannels CountingTrigger 64	5.0
DetectionChannels CountingTrigger 65	5.0
DetectionChannels CountingTrigger 66	5.0
DetectionChannels CountingTrigger 67	5.0
DetectionChannels CountingTrigger 68	5.0
DetectionChannels CountingTrigger 69	5.0
DetectionChannels CountingTrigger 7	5.0
DetectionChannels CountingTrigger 70	5.0
DetectionChannels CountingTrigger 71	5.0
DetectionChannels CountingTrigger 72	5.0
DetectionChannels CountingTrigger 73	5.0
DetectionChannels CountingTrigger 74	5.0
DetectionChannels CountingTrigger 75	5.0
DetectionChannels CountingTrigger 76	5.0
DetectionChannels CountingTrigger 77	5.0
DetectionChannels CountingTrigger 78	5.0
DetectionChannels CountingTrigger 79	5.0
DetectionChannels CountingTrigger 8	5.0
DetectionChannels CountingTrigger 80	5.0
DetectionChannels CountingTrigger 81	5.0
DetectionChannels CountingTrigger 82	5.0
DetectionChannels CountingTrigger 83	5.0
DetectionChannels CountingTrigger 84	5.0
DetectionChannels CountingTrigger 85	5.0
DetectionChannels CountingTrigger 86	5.0
DetectionChannels CountingTrigger 87	5.0
DetectionChannels CountingTrigger 88	5.0
DetectionChannels CountingTrigger 89	5.0
DetectionChannels CountingTrigger 9	5.0
DetectionChannels CountingTrigger 90	5.0
DetectionChannels CountingTrigger 91	5.0
DetectionChannels CountingTrigger 92	5.0
DetectionChannels CountingTrigger 93	5.0
DetectionChannels CountingTrigger 94	5.0
DetectionChannels CountingTrigger 95	5.0
DetectionChannels CountingTrigger 96	5.0
DetectionChannels CountingTrigger 97	5.0
DetectionChannels CountingTrigger 98	5.0
DetectionChannels CountingTrigger 99	5.0
DetectionChannels DetectorGain 1	636.0
DetectionChannels DetectorGain 10	78.43137254901961
DetectionChannels DetectorGain 100	616.0
DetectionChannels DetectorGain 101	0.0
DetectionChannels DetectorGain 102	0.0
DetectionChannels DetectorGain 103	0.0
DetectionChannels DetectorGain 104	585.0
DetectionChannels DetectorGain 105	78.43137254901961
DetectionChannels DetectorGain 106	78.43137254901961
DetectionChannels DetectorGain 107	0.0
DetectionChannels DetectorGain 108	0.0
DetectionChannels DetectorGain 109	0.0
DetectionChannels DetectorGain 11	78.43137254901961
DetectionChannels DetectorGain 110	0.0
DetectionChannels DetectorGain 111	616.0
DetectionChannels DetectorGain 112	616.0
DetectionChannels DetectorGain 113	616.0
DetectionChannels DetectorGain 114	616.0
DetectionChannels DetectorGain 115	616.0
DetectionChannels DetectorGain 116	616.0
DetectionChannels DetectorGain 117	0.0
DetectionChannels DetectorGain 118	78.43137254901961
DetectionChannels DetectorGain 119	78.43137254901961
DetectionChannels DetectorGain 12	78.43137254901961
DetectionChannels DetectorGain 120	78.43137254901961
DetectionChannels DetectorGain 121	0.0
DetectionChannels DetectorGain 122	0.0
DetectionChannels DetectorGain 123	0.0
DetectionChannels DetectorGain 124	0.0
DetectionChannels DetectorGain 125	0.0
DetectionChannels DetectorGain 126	0.0
DetectionChannels DetectorGain 127	0.0
DetectionChannels DetectorGain 128	0.0
DetectionChannels DetectorGain 129	0.0
DetectionChannels DetectorGain 13	0.0
DetectionChannels DetectorGain 130	535.0
DetectionChannels DetectorGain 131	78.43137254901961
DetectionChannels DetectorGain 132	78.43137254901961
DetectionChannels DetectorGain 133	0.0
DetectionChannels DetectorGain 134	0.0
DetectionChannels DetectorGain 135	0.0
DetectionChannels DetectorGain 136	0.0
DetectionChannels DetectorGain 137	0.0
DetectionChannels DetectorGain 138	0.0
DetectionChannels DetectorGain 139	0.0
DetectionChannels DetectorGain 14	0.0
DetectionChannels DetectorGain 140	0.0
DetectionChannels DetectorGain 141	0.0
DetectionChannels DetectorGain 142	78.43137254901961
DetectionChannels DetectorGain 143	704.0
DetectionChannels DetectorGain 144	78.43137254901961
DetectionChannels DetectorGain 145	506.0
DetectionChannels DetectorGain 146	506.0
DetectionChannels DetectorGain 147	506.0
DetectionChannels DetectorGain 148	506.0
DetectionChannels DetectorGain 149	506.0
DetectionChannels DetectorGain 15	0.0
DetectionChannels DetectorGain 150	506.0
DetectionChannels DetectorGain 151	506.0
DetectionChannels DetectorGain 152	506.0
DetectionChannels DetectorGain 153	0.0
DetectionChannels DetectorGain 154	78.43137254901961
DetectionChannels DetectorGain 155	78.43137254901961
DetectionChannels DetectorGain 156	78.43137254901961
DetectionChannels DetectorGain 157	0.0
DetectionChannels DetectorGain 158	0.0
DetectionChannels DetectorGain 159	0.0
DetectionChannels DetectorGain 16	0.0
DetectionChannels DetectorGain 160	0.0
DetectionChannels DetectorGain 161	0.0
DetectionChannels DetectorGain 162	0.0
DetectionChannels DetectorGain 163	0.0
DetectionChannels DetectorGain 164	0.0
DetectionChannels DetectorGain 165	0.0
DetectionChannels DetectorGain 166	535.0
DetectionChannels DetectorGain 167	78.43137254901961
DetectionChannels DetectorGain 168	78.43137254901961
DetectionChannels DetectorGain 169	0.0
DetectionChannels DetectorGain 17	0.0
DetectionChannels DetectorGain 170	0.0
DetectionChannels DetectorGain 171	0.0
DetectionChannels DetectorGain 172	0.0
DetectionChannels DetectorGain 173	0.0
DetectionChannels DetectorGain 174	0.0
DetectionChannels DetectorGain 175	0.0
DetectionChannels DetectorGain 176	0.0
DetectionChannels DetectorGain 177	0.0
DetectionChannels DetectorGain 178	78.43137254901961
DetectionChannels DetectorGain 179	619.0
DetectionChannels DetectorGain 18	0.0
DetectionChannels DetectorGain 180	78.43137254901961
DetectionChannels DetectorGain 181	506.0
DetectionChannels DetectorGain 182	506.0
DetectionChannels DetectorGain 183	506.0
DetectionChannels DetectorGain 184	506.0
DetectionChannels DetectorGain 185	506.0
DetectionChannels DetectorGain 186	506.0
DetectionChannels DetectorGain 187	506.0
DetectionChannels DetectorGain 188	506.0
DetectionChannels DetectorGain 189	0.0
DetectionChannels DetectorGain 19	0.0
DetectionChannels DetectorGain 190	78.43137254901961
DetectionChannels DetectorGain 191	78.43137254901961
DetectionChannels DetectorGain 192	78.43137254901961
DetectionChannels DetectorGain 193	0.0
DetectionChannels DetectorGain 194	0.0
DetectionChannels DetectorGain 195	0.0
DetectionChannels DetectorGain 196	0.0
DetectionChannels DetectorGain 197	0.0
DetectionChannels DetectorGain 198	0.0
DetectionChannels DetectorGain 199	0.0
DetectionChannels DetectorGain 2	636.0
DetectionChannels DetectorGain 20	0.0
DetectionChannels DetectorGain 200	0.0
DetectionChannels DetectorGain 201	0.0
DetectionChannels DetectorGain 202	0.0
DetectionChannels DetectorGain 203	0.0
DetectionChannels DetectorGain 204	78.43137254901961
DetectionChannels DetectorGain 205	614.0
DetectionChannels DetectorGain 206	78.43137254901961
DetectionChannels DetectorGain 207	636.0
DetectionChannels DetectorGain 208	636.0
DetectionChannels DetectorGain 209	636.0
DetectionChannels DetectorGain 21	0.0
DetectionChannels DetectorGain 210	636.0
DetectionChannels DetectorGain 211	0.0
DetectionChannels DetectorGain 212	535.0
DetectionChannels DetectorGain 213	78.43137254901961
DetectionChannels DetectorGain 214	78.43137254901961
DetectionChannels DetectorGain 215	0.0
DetectionChannels DetectorGain 216	0.0
DetectionChannels DetectorGain 217	0.0
DetectionChannels DetectorGain 218	0.0
DetectionChannels DetectorGain 219	0.0
DetectionChannels DetectorGain 22	615.0
DetectionChannels DetectorGain 220	0.0
DetectionChannels DetectorGain 221	636.0
DetectionChannels DetectorGain 222	636.0
DetectionChannels DetectorGain 223	636.0
DetectionChannels DetectorGain 224	636.0
DetectionChannels DetectorGain 225	0.0
DetectionChannels DetectorGain 226	78.43137254901961
DetectionChannels DetectorGain 227	78.43137254901961
DetectionChannels DetectorGain 228	78.43137254901961
DetectionChannels DetectorGain 229	0.0
DetectionChannels DetectorGain 23	78.43137254901961
DetectionChannels DetectorGain 230	0.0
DetectionChannels DetectorGain 231	0.0
DetectionChannels DetectorGain 232	0.0
DetectionChannels DetectorGain 233	0.0
DetectionChannels DetectorGain 234	0.0
DetectionChannels DetectorGain 235	0.0
DetectionChannels DetectorGain 236	0.0
DetectionChannels DetectorGain 237	0.0
DetectionChannels DetectorGain 238	690.0
DetectionChannels DetectorGain 239	78.43137254901961
DetectionChannels DetectorGain 24	78.43137254901961
DetectionChannels DetectorGain 240	78.43137254901961
DetectionChannels DetectorGain 241	0.0
DetectionChannels DetectorGain 242	0.0
DetectionChannels DetectorGain 243	0.0
DetectionChannels DetectorGain 244	0.0
DetectionChannels DetectorGain 245	0.0
DetectionChannels DetectorGain 246	0.0
DetectionChannels DetectorGain 247	0.0
DetectionChannels DetectorGain 248	0.0
DetectionChannels DetectorGain 249	0.0
DetectionChannels DetectorGain 25	0.0
DetectionChannels DetectorGain 250	78.43137254901961
DetectionChannels DetectorGain 251	694.0
DetectionChannels DetectorGain 252	78.43137254901961
DetectionChannels DetectorGain 253	676.0
DetectionChannels DetectorGain 254	676.0
DetectionChannels DetectorGain 255	676.0
DetectionChannels DetectorGain 256	676.0
DetectionChannels DetectorGain 257	676.0
DetectionChannels DetectorGain 258	676.0
DetectionChannels DetectorGain 259	676.0
DetectionChannels DetectorGain 26	0.0
DetectionChannels DetectorGain 260	676.0
DetectionChannels DetectorGain 261	0.0
DetectionChannels DetectorGain 262	78.43137254901961
DetectionChannels DetectorGain 263	78.43137254901961
DetectionChannels DetectorGain 264	78.43137254901961
DetectionChannels DetectorGain 265	0.0
DetectionChannels DetectorGain 266	0.0
DetectionChannels DetectorGain 267	0.0
DetectionChannels DetectorGain 268	0.0
DetectionChannels DetectorGain 269	0.0
DetectionChannels DetectorGain 27	0.0
DetectionChannels DetectorGain 270	0.0
DetectionChannels DetectorGain 271	0.0
DetectionChannels DetectorGain 272	0.0
DetectionChannels DetectorGain 273	0.0
DetectionChannels DetectorGain 274	735.0
DetectionChannels DetectorGain 275	78.43137254901961
DetectionChannels DetectorGain 276	78.43137254901961
DetectionChannels DetectorGain 277	0.0
DetectionChannels DetectorGain 278	0.0
DetectionChannels DetectorGain 279	0.0
DetectionChannels DetectorGain 28	0.0
DetectionChannels DetectorGain 280	0.0
DetectionChannels DetectorGain 281	0.0
DetectionChannels DetectorGain 282	0.0
DetectionChannels DetectorGain 283	0.0
DetectionChannels DetectorGain 284	0.0
DetectionChannels DetectorGain 285	0.0
DetectionChannels DetectorGain 286	78.43137254901961
DetectionChannels DetectorGain 287	694.0
DetectionChannels DetectorGain 288	78.43137254901961
DetectionChannels DetectorGain 289	576.0
DetectionChannels DetectorGain 29	0.0
DetectionChannels DetectorGain 290	576.0
DetectionChannels DetectorGain 291	576.0
DetectionChannels DetectorGain 292	576.0
DetectionChannels DetectorGain 293	576.0
DetectionChannels DetectorGain 294	576.0
DetectionChannels DetectorGain 295	576.0
DetectionChannels DetectorGain 296	576.0
DetectionChannels DetectorGain 297	0.0
DetectionChannels DetectorGain 298	78.43137254901961
DetectionChannels DetectorGain 299	78.43137254901961
DetectionChannels DetectorGain 3	636.0
DetectionChannels DetectorGain 30	0.0
DetectionChannels DetectorGain 300	78.43137254901961
DetectionChannels DetectorGain 301	0.0
DetectionChannels DetectorGain 302	0.0
DetectionChannels DetectorGain 303	0.0
DetectionChannels DetectorGain 304	0.0
DetectionChannels DetectorGain 305	0.0
DetectionChannels DetectorGain 306	0.0
DetectionChannels DetectorGain 307	0.0
DetectionChannels DetectorGain 308	0.0
DetectionChannels DetectorGain 309	0.0
DetectionChannels DetectorGain 31	0.0
DetectionChannels DetectorGain 310	971.0
DetectionChannels DetectorGain 311	78.43137254901961
DetectionChannels DetectorGain 312	78.43137254901961
DetectionChannels DetectorGain 313	0.0
DetectionChannels DetectorGain 314	0.0
DetectionChannels DetectorGain 315	0.0
DetectionChannels DetectorGain 316	0.0
DetectionChannels DetectorGain 317	0.0
DetectionChannels DetectorGain 318	0.0
DetectionChannels DetectorGain 319	0.0
DetectionChannels DetectorGain 32	0.0
DetectionChannels DetectorGain 320	0.0
DetectionChannels DetectorGain 321	0.0
DetectionChannels DetectorGain 322	78.43137254901961
DetectionChannels DetectorGain 323	995.0
DetectionChannels DetectorGain 324	78.43137254901961
DetectionChannels DetectorGain 325	576.0
DetectionChannels DetectorGain 326	576.0
DetectionChannels DetectorGain 327	576.0
DetectionChannels DetectorGain 328	576.0
DetectionChannels DetectorGain 329	576.0
DetectionChannels DetectorGain 33	0.0
DetectionChannels DetectorGain 330	576.0
DetectionChannels DetectorGain 331	576.0
DetectionChannels DetectorGain 332	576.0
DetectionChannels DetectorGain 333	0.0
DetectionChannels DetectorGain 334	78.43137254901961
DetectionChannels DetectorGain 335	78.43137254901961
DetectionChannels DetectorGain 336	78.43137254901961
DetectionChannels DetectorGain 337	0.0
DetectionChannels DetectorGain 338	0.0
DetectionChannels DetectorGain 339	0.0
DetectionChannels DetectorGain 34	78.43137254901961
DetectionChannels DetectorGain 340	0.0
DetectionChannels DetectorGain 341	0.0
DetectionChannels DetectorGain 342	0.0
DetectionChannels DetectorGain 343	0.0
DetectionChannels DetectorGain 344	0.0
DetectionChannels DetectorGain 345	0.0
DetectionChannels DetectorGain 346	0.0
DetectionChannels DetectorGain 347	0.0
DetectionChannels DetectorGain 348	78.43137254901961
DetectionChannels DetectorGain 349	1045.0
DetectionChannels DetectorGain 35	750.0
DetectionChannels DetectorGain 350	78.43137254901961
DetectionChannels DetectorGain 351	0.0
DetectionChannels DetectorGain 352	0.0
DetectionChannels DetectorGain 353	0.0
DetectionChannels DetectorGain 354	0.0
DetectionChannels DetectorGain 355	0.0
DetectionChannels DetectorGain 356	926.0
DetectionChannels DetectorGain 357	78.43137254901961
DetectionChannels DetectorGain 358	78.43137254901961
DetectionChannels DetectorGain 359	0.0
DetectionChannels DetectorGain 36	78.43137254901961
DetectionChannels DetectorGain 360	0.0
DetectionChannels DetectorGain 361	586.0
DetectionChannels DetectorGain 362	586.0
DetectionChannels DetectorGain 363	586.0
DetectionChannels DetectorGain 364	586.0
DetectionChannels DetectorGain 365	586.0
DetectionChannels DetectorGain 366	586.0
DetectionChannels DetectorGain 367	586.0
DetectionChannels DetectorGain 368	586.0
DetectionChannels DetectorGain 369	0.0
DetectionChannels DetectorGain 37	616.0
DetectionChannels DetectorGain 370	78.43137254901961
DetectionChannels DetectorGain 371	78.43137254901961
DetectionChannels DetectorGain 372	78.43137254901961
DetectionChannels DetectorGain 373	0.0
DetectionChannels DetectorGain 374	0.0
DetectionChannels DetectorGain 375	0.0
DetectionChannels DetectorGain 376	0.0
DetectionChannels DetectorGain 377	0.0
DetectionChannels DetectorGain 378	0.0
DetectionChannels DetectorGain 379	0.0
DetectionChannels DetectorGain 38	616.0
DetectionChannels DetectorGain 380	0.0
DetectionChannels DetectorGain 381	0.0
DetectionChannels DetectorGain 382	891.0
DetectionChannels DetectorGain 383	78.43137254901961
DetectionChannels DetectorGain 384	78.43137254901961
DetectionChannels DetectorGain 385	0.0
DetectionChannels DetectorGain 386	0.0
DetectionChannels DetectorGain 387	0.0
DetectionChannels DetectorGain 388	0.0
DetectionChannels DetectorGain 389	0.0
DetectionChannels DetectorGain 39	616.0
DetectionChannels DetectorGain 390	0.0
DetectionChannels DetectorGain 391	586.0
DetectionChannels DetectorGain 392	586.0
DetectionChannels DetectorGain 393	586.0
DetectionChannels DetectorGain 394	586.0
DetectionChannels DetectorGain 395	0.0
DetectionChannels DetectorGain 396	78.43137254901961
DetectionChannels DetectorGain 397	78.43137254901961
DetectionChannels DetectorGain 398	78.43137254901961
DetectionChannels DetectorGain 399	0.0
DetectionChannels DetectorGain 4	636.0
DetectionChannels DetectorGain 40	616.0
DetectionChannels DetectorGain 400	0.0
DetectionChannels DetectorGain 401	0.0
DetectionChannels DetectorGain 402	0.0
DetectionChannels DetectorGain 403	0.0
DetectionChannels DetectorGain 404	0.0
DetectionChannels DetectorGain 405	0.0
DetectionChannels DetectorGain 406	0.0
DetectionChannels DetectorGain 407	0.0
DetectionChannels DetectorGain 408	931.0
DetectionChannels DetectorGain 409	78.43137254901961
DetectionChannels DetectorGain 41	616.0
DetectionChannels DetectorGain 410	78.43137254901961
DetectionChannels DetectorGain 411	0.0
DetectionChannels DetectorGain 412	0.0
DetectionChannels DetectorGain 413	0.0
DetectionChannels DetectorGain 414	0.0
DetectionChannels DetectorGain 415	0.0
DetectionChannels DetectorGain 416	0.0
DetectionChannels DetectorGain 417	0.0
DetectionChannels DetectorGain 418	0.0
DetectionChannels DetectorGain 419	0.0
DetectionChannels DetectorGain 42	616.0
DetectionChannels DetectorGain 420	78.43137254901961
DetectionChannels DetectorGain 421	1040.0
DetectionChannels DetectorGain 422	78.43137254901961
DetectionChannels DetectorGain 423	0.0
DetectionChannels DetectorGain 424	0.0
DetectionChannels DetectorGain 425	0.0
DetectionChannels DetectorGain 426	78.43137254901961
DetectionChannels DetectorGain 427	995.0
DetectionChannels DetectorGain 428	78.43137254901961
DetectionChannels DetectorGain 429	586.0
DetectionChannels DetectorGain 43	616.0
DetectionChannels DetectorGain 430	586.0
DetectionChannels DetectorGain 431	586.0
DetectionChannels DetectorGain 432	586.0
DetectionChannels DetectorGain 44	616.0
DetectionChannels DetectorGain 45	0.0
DetectionChannels DetectorGain 46	78.43137254901961
DetectionChannels DetectorGain 47	78.43137254901961
DetectionChannels DetectorGain 48	78.43137254901961
DetectionChannels DetectorGain 49	0.0
DetectionChannels DetectorGain 5	636.0
DetectionChannels DetectorGain 50	0.0
DetectionChannels DetectorGain 51	0.0
DetectionChannels DetectorGain 52	0.0
DetectionChannels DetectorGain 53	0.0
DetectionChannels DetectorGain 54	0.0
DetectionChannels DetectorGain 55	0.0
DetectionChannels DetectorGain 56	0.0
DetectionChannels DetectorGain 57	0.0
DetectionChannels DetectorGain 58	585.0
DetectionChannels DetectorGain 59	78.43137254901961
DetectionChannels DetectorGain 6	636.0
DetectionChannels DetectorGain 60	78.43137254901961
DetectionChannels DetectorGain 61	0.0
DetectionChannels DetectorGain 62	0.0
DetectionChannels DetectorGain 63	0.0
DetectionChannels DetectorGain 64	0.0
DetectionChannels DetectorGain 65	0.0
DetectionChannels DetectorGain 66	0.0
DetectionChannels DetectorGain 67	0.0
DetectionChannels DetectorGain 68	0.0
DetectionChannels DetectorGain 69	0.0
DetectionChannels DetectorGain 7	636.0
DetectionChannels DetectorGain 70	78.43137254901961
DetectionChannels DetectorGain 71	715.0
DetectionChannels DetectorGain 72	78.43137254901961
DetectionChannels DetectorGain 73	616.0
DetectionChannels DetectorGain 74	616.0
DetectionChannels DetectorGain 75	616.0
DetectionChannels DetectorGain 76	616.0
DetectionChannels DetectorGain 77	616.0
DetectionChannels DetectorGain 78	616.0
DetectionChannels DetectorGain 79	616.0
DetectionChannels DetectorGain 8	636.0
DetectionChannels DetectorGain 80	616.0
DetectionChannels DetectorGain 81	0.0
DetectionChannels DetectorGain 82	78.43137254901961
DetectionChannels DetectorGain 83	78.43137254901961
DetectionChannels DetectorGain 84	78.43137254901961
DetectionChannels DetectorGain 85	0.0
DetectionChannels DetectorGain 86	0.0
DetectionChannels DetectorGain 87	0.0
DetectionChannels DetectorGain 88	0.0
DetectionChannels DetectorGain 89	0.0
DetectionChannels DetectorGain 9	0.0
DetectionChannels DetectorGain 90	0.0
DetectionChannels DetectorGain 91	0.0
DetectionChannels DetectorGain 92	0.0
DetectionChannels DetectorGain 93	0.0
DetectionChannels DetectorGain 94	0.0
DetectionChannels DetectorGain 95	0.0
DetectionChannels DetectorGain 96	78.43137254901961
DetectionChannels DetectorGain 97	764.0
DetectionChannels DetectorGain 98	78.43137254901961
DetectionChannels DetectorGain 99	616.0
DetectionChannels DetectorGainFirstImage 1	0.0
DetectionChannels DetectorGainFirstImage 10	0.0
DetectionChannels DetectorGainFirstImage 100	0.0
DetectionChannels DetectorGainFirstImage 101	0.0
DetectionChannels DetectorGainFirstImage 102	0.0
DetectionChannels DetectorGainFirstImage 103	0.0
DetectionChannels DetectorGainFirstImage 104	0.0
DetectionChannels DetectorGainFirstImage 105	0.0
DetectionChannels DetectorGainFirstImage 106	0.0
DetectionChannels DetectorGainFirstImage 107	0.0
DetectionChannels DetectorGainFirstImage 108	0.0
DetectionChannels DetectorGainFirstImage 109	0.0
DetectionChannels DetectorGainFirstImage 11	0.0
DetectionChannels DetectorGainFirstImage 110	0.0
DetectionChannels DetectorGainFirstImage 111	0.0
DetectionChannels DetectorGainFirstImage 112	0.0
DetectionChannels DetectorGainFirstImage 113	0.0
DetectionChannels DetectorGainFirstImage 114	0.0
DetectionChannels DetectorGainFirstImage 115	0.0
DetectionChannels DetectorGainFirstImage 116	0.0
DetectionChannels DetectorGainFirstImage 117	0.0
DetectionChannels DetectorGainFirstImage 118	0.0
DetectionChannels DetectorGainFirstImage 119	0.0
DetectionChannels DetectorGainFirstImage 12	0.0
DetectionChannels DetectorGainFirstImage 120	0.0
DetectionChannels DetectorGainFirstImage 121	0.0
DetectionChannels DetectorGainFirstImage 122	0.0
DetectionChannels DetectorGainFirstImage 123	0.0
DetectionChannels DetectorGainFirstImage 124	0.0
DetectionChannels DetectorGainFirstImage 125	0.0
DetectionChannels DetectorGainFirstImage 126	0.0
DetectionChannels DetectorGainFirstImage 127	0.0
DetectionChannels DetectorGainFirstImage 128	0.0
DetectionChannels DetectorGainFirstImage 129	0.0
DetectionChannels DetectorGainFirstImage 13	0.0
DetectionChannels DetectorGainFirstImage 130	0.0
DetectionChannels DetectorGainFirstImage 131	0.0
DetectionChannels DetectorGainFirstImage 132	0.0
DetectionChannels DetectorGainFirstImage 133	0.0
DetectionChannels DetectorGainFirstImage 134	0.0
DetectionChannels DetectorGainFirstImage 135	0.0
DetectionChannels DetectorGainFirstImage 136	0.0
DetectionChannels DetectorGainFirstImage 137	0.0
DetectionChannels DetectorGainFirstImage 138	0.0
DetectionChannels DetectorGainFirstImage 139	0.0
DetectionChannels DetectorGainFirstImage 14	0.0
DetectionChannels DetectorGainFirstImage 140	0.0
DetectionChannels DetectorGainFirstImage 141	0.0
DetectionChannels DetectorGainFirstImage 142	0.0
DetectionChannels DetectorGainFirstImage 143	0.0
DetectionChannels DetectorGainFirstImage 144	0.0
DetectionChannels DetectorGainFirstImage 145	0.0
DetectionChannels DetectorGainFirstImage 146	0.0
DetectionChannels DetectorGainFirstImage 147	0.0
DetectionChannels DetectorGainFirstImage 148	0.0
DetectionChannels DetectorGainFirstImage 149	0.0
DetectionChannels DetectorGainFirstImage 15	0.0
DetectionChannels DetectorGainFirstImage 150	0.0
DetectionChannels DetectorGainFirstImage 151	0.0
DetectionChannels DetectorGainFirstImage 152	0.0
DetectionChannels DetectorGainFirstImage 153	0.0
DetectionChannels DetectorGainFirstImage 154	0.0
DetectionChannels DetectorGainFirstImage 155	0.0
DetectionChannels DetectorGainFirstImage 156	0.0
DetectionChannels DetectorGainFirstImage 157	0.0
DetectionChannels DetectorGainFirstImage 158	0.0
DetectionChannels DetectorGainFirstImage 159	0.0
DetectionChannels DetectorGainFirstImage 16	0.0
DetectionChannels DetectorGainFirstImage 160	0.0
DetectionChannels DetectorGainFirstImage 161	0.0
DetectionChannels DetectorGainFirstImage 162	0.0
DetectionChannels DetectorGainFirstImage 163	0.0
DetectionChannels DetectorGainFirstImage 164	0.0
DetectionChannels DetectorGainFirstImage 165	0.0
DetectionChannels DetectorGainFirstImage 166	0.0
DetectionChannels DetectorGainFirstImage 167	0.0
DetectionChannels DetectorGainFirstImage 168	0.0
DetectionChannels DetectorGainFirstImage 169	0.0
DetectionChannels DetectorGainFirstImage 17	0.0
DetectionChannels DetectorGainFirstImage 170	0.0
DetectionChannels DetectorGainFirstImage 171	0.0
DetectionChannels DetectorGainFirstImage 172	0.0
DetectionChannels DetectorGainFirstImage 173	0.0
DetectionChannels DetectorGainFirstImage 174	0.0
DetectionChannels DetectorGainFirstImage 175	0.0
DetectionChannels DetectorGainFirstImage 176	0.0
DetectionChannels DetectorGainFirstImage 177	0.0
DetectionChannels DetectorGainFirstImage 178	0.0
DetectionChannels DetectorGainFirstImage 179	0.0
DetectionChannels DetectorGainFirstImage 18	0.0
DetectionChannels DetectorGainFirstImage 180	0.0
DetectionChannels DetectorGainFirstImage 181	0.0
DetectionChannels DetectorGainFirstImage 182	0.0
DetectionChannels DetectorGainFirstImage 183	0.0
DetectionChannels DetectorGainFirstImage 184	0.0
DetectionChannels DetectorGainFirstImage 185	0.0
DetectionChannels DetectorGainFirstImage 186	0.0
DetectionChannels DetectorGainFirstImage 187	0.0
DetectionChannels DetectorGainFirstImage 188	0.0
DetectionChannels DetectorGainFirstImage 189	0.0
DetectionChannels DetectorGainFirstImage 19	0.0
DetectionChannels DetectorGainFirstImage 190	0.0
DetectionChannels DetectorGainFirstImage 191	0.0
DetectionChannels DetectorGainFirstImage 192	0.0
DetectionChannels DetectorGainFirstImage 193	0.0
DetectionChannels DetectorGainFirstImage 194	0.0
DetectionChannels DetectorGainFirstImage 195	0.0
DetectionChannels DetectorGainFirstImage 196	0.0
DetectionChannels DetectorGainFirstImage 197	0.0
DetectionChannels DetectorGainFirstImage 198	0.0
DetectionChannels DetectorGainFirstImage 199	0.0
DetectionChannels DetectorGainFirstImage 2	0.0
DetectionChannels DetectorGainFirstImage 20	0.0
DetectionChannels DetectorGainFirstImage 200	0.0
DetectionChannels DetectorGainFirstImage 201	0.0
DetectionChannels DetectorGainFirstImage 202	0.0
DetectionChannels DetectorGainFirstImage 203	0.0
DetectionChannels DetectorGainFirstImage 204	0.0
DetectionChannels DetectorGainFirstImage 205	0.0
DetectionChannels DetectorGainFirstImage 206	0.0
DetectionChannels DetectorGainFirstImage 207	0.0
DetectionChannels DetectorGainFirstImage 208	0.0
DetectionChannels DetectorGainFirstImage 209	0.0
DetectionChannels DetectorGainFirstImage 21	0.0
DetectionChannels DetectorGainFirstImage 210	0.0
DetectionChannels DetectorGainFirstImage 211	0.0
DetectionChannels DetectorGainFirstImage 212	0.0
DetectionChannels DetectorGainFirstImage 213	0.0
DetectionChannels DetectorGainFirstImage 214	0.0
DetectionChannels DetectorGainFirstImage 215	0.0
DetectionChannels DetectorGainFirstImage 216	0.0
DetectionChannels DetectorGainFirstImage 217	0.0
DetectionChannels DetectorGainFirstImage 218	0.0
DetectionChannels DetectorGainFirstImage 219	0.0
DetectionChannels DetectorGainFirstImage 22	0.0
DetectionChannels DetectorGainFirstImage 220	0.0
DetectionChannels DetectorGainFirstImage 221	0.0
DetectionChannels DetectorGainFirstImage 222	0.0
DetectionChannels DetectorGainFirstImage 223	0.0
DetectionChannels DetectorGainFirstImage 224	0.0
DetectionChannels DetectorGainFirstImage 225	0.0
DetectionChannels DetectorGainFirstImage 226	0.0
DetectionChannels DetectorGainFirstImage 227	0.0
DetectionChannels DetectorGainFirstImage 228	0.0
DetectionChannels DetectorGainFirstImage 229	0.0
DetectionChannels DetectorGainFirstImage 23	0.0
DetectionChannels DetectorGainFirstImage 230	0.0
DetectionChannels DetectorGainFirstImage 231	0.0
DetectionChannels DetectorGainFirstImage 232	0.0
DetectionChannels DetectorGainFirstImage 233	0.0
DetectionChannels DetectorGainFirstImage 234	0.0
DetectionChannels DetectorGainFirstImage 235	0.0
DetectionChannels DetectorGainFirstImage 236	0.0
DetectionChannels DetectorGainFirstImage 237	0.0
DetectionChannels DetectorGainFirstImage 238	0.0
DetectionChannels DetectorGainFirstImage 239	0.0
DetectionChannels DetectorGainFirstImage 24	0.0
DetectionChannels DetectorGainFirstImage 240	0.0
DetectionChannels DetectorGainFirstImage 241	0.0
DetectionChannels DetectorGainFirstImage 242	0.0
DetectionChannels DetectorGainFirstImage 243	0.0
DetectionChannels DetectorGainFirstImage 244	0.0
DetectionChannels DetectorGainFirstImage 245	0.0
DetectionChannels DetectorGainFirstImage 246	0.0
DetectionChannels DetectorGainFirstImage 247	0.0
DetectionChannels DetectorGainFirstImage 248	0.0
DetectionChannels DetectorGainFirstImage 249	0.0
DetectionChannels DetectorGainFirstImage 25	0.0
DetectionChannels DetectorGainFirstImage 250	0.0
DetectionChannels DetectorGainFirstImage 251	0.0
DetectionChannels DetectorGainFirstImage 252	0.0
DetectionChannels DetectorGainFirstImage 253	0.0
DetectionChannels DetectorGainFirstImage 254	0.0
DetectionChannels DetectorGainFirstImage 255	0.0
DetectionChannels DetectorGainFirstImage 256	0.0
DetectionChannels DetectorGainFirstImage 257	0.0
DetectionChannels DetectorGainFirstImage 258	0.0
DetectionChannels DetectorGainFirstImage 259	0.0
DetectionChannels DetectorGainFirstImage 26	0.0
DetectionChannels DetectorGainFirstImage 260	0.0
DetectionChannels DetectorGainFirstImage 261	0.0
DetectionChannels DetectorGainFirstImage 262	0.0
DetectionChannels DetectorGainFirstImage 263	0.0
DetectionChannels DetectorGainFirstImage 264	0.0
DetectionChannels DetectorGainFirstImage 265	0.0
DetectionChannels DetectorGainFirstImage 266	0.0
DetectionChannels DetectorGainFirstImage 267	0.0
DetectionChannels DetectorGainFirstImage 268	0.0
DetectionChannels DetectorGainFirstImage 269	0.0
DetectionChannels DetectorGainFirstImage 27	0.0
DetectionChannels DetectorGainFirstImage 270	0.0
DetectionChannels DetectorGainFirstImage 271	0.0
DetectionChannels DetectorGainFirstImage 272	0.0
DetectionChannels DetectorGainFirstImage 273	0.0
DetectionChannels DetectorGainFirstImage 274	0.0
DetectionChannels DetectorGainFirstImage 275	0.0
DetectionChannels DetectorGainFirstImage 276	0.0
DetectionChannels DetectorGainFirstImage 277	0.0
DetectionChannels DetectorGainFirstImage 278	0.0
DetectionChannels DetectorGainFirstImage 279	0.0
DetectionChannels DetectorGainFirstImage 28	0.0
DetectionChannels DetectorGainFirstImage 280	0.0
DetectionChannels DetectorGainFirstImage 281	0.0
DetectionChannels DetectorGainFirstImage 282	0.0
DetectionChannels DetectorGainFirstImage 283	0.0
DetectionChannels DetectorGainFirstImage 284	0.0
DetectionChannels DetectorGainFirstImage 285	0.0
DetectionChannels DetectorGainFirstImage 286	0.0
DetectionChannels DetectorGainFirstImage 287	0.0
DetectionChannels DetectorGainFirstImage 288	0.0
DetectionChannels DetectorGainFirstImage 289	0.0
DetectionChannels DetectorGainFirstImage 29	0.0
DetectionChannels DetectorGainFirstImage 290	0.0
DetectionChannels DetectorGainFirstImage 291	0.0
DetectionChannels DetectorGainFirstImage 292	0.0
DetectionChannels DetectorGainFirstImage 293	0.0
DetectionChannels DetectorGainFirstImage 294	0.0
DetectionChannels DetectorGainFirstImage 295	0.0
DetectionChannels DetectorGainFirstImage 296	0.0
DetectionChannels DetectorGainFirstImage 297	0.0
DetectionChannels DetectorGainFirstImage 298	0.0
DetectionChannels DetectorGainFirstImage 299	0.0
DetectionChannels DetectorGainFirstImage 3	0.0
DetectionChannels DetectorGainFirstImage 30	0.0
DetectionChannels DetectorGainFirstImage 300	0.0
DetectionChannels DetectorGainFirstImage 301	0.0
DetectionChannels DetectorGainFirstImage 302	0.0
DetectionChannels DetectorGainFirstImage 303	0.0
DetectionChannels DetectorGainFirstImage 304	0.0
DetectionChannels DetectorGainFirstImage 305	0.0
DetectionChannels DetectorGainFirstImage 306	0.0
DetectionChannels DetectorGainFirstImage 307	0.0
DetectionChannels DetectorGainFirstImage 308	0.0
DetectionChannels DetectorGainFirstImage 309	0.0
DetectionChannels DetectorGainFirstImage 31	0.0
DetectionChannels DetectorGainFirstImage 310	0.0
DetectionChannels DetectorGainFirstImage 311	0.0
DetectionChannels DetectorGainFirstImage 312	0.0
DetectionChannels DetectorGainFirstImage 313	0.0
DetectionChannels DetectorGainFirstImage 314	0.0
DetectionChannels DetectorGainFirstImage 315	0.0
DetectionChannels DetectorGainFirstImage 316	0.0
DetectionChannels DetectorGainFirstImage 317	0.0
DetectionChannels DetectorGainFirstImage 318	0.0
DetectionChannels DetectorGainFirstImage 319	0.0
DetectionChannels DetectorGainFirstImage 32	0.0
DetectionChannels DetectorGainFirstImage 320	0.0
DetectionChannels DetectorGainFirstImage 321	0.0
DetectionChannels DetectorGainFirstImage 322	0.0
DetectionChannels DetectorGainFirstImage 323	0.0
DetectionChannels DetectorGainFirstImage 324	0.0
DetectionChannels DetectorGainFirstImage 325	0.0
DetectionChannels DetectorGainFirstImage 326	0.0
DetectionChannels DetectorGainFirstImage 327	0.0
DetectionChannels DetectorGainFirstImage 328	0.0
DetectionChannels DetectorGainFirstImage 329	0.0
DetectionChannels DetectorGainFirstImage 33	0.0
DetectionChannels DetectorGainFirstImage 330	0.0
DetectionChannels DetectorGainFirstImage 331	0.0
DetectionChannels DetectorGainFirstImage 332	0.0
DetectionChannels DetectorGainFirstImage 333	0.0
DetectionChannels DetectorGainFirstImage 334	0.0
DetectionChannels DetectorGainFirstImage 335	0.0
DetectionChannels DetectorGainFirstImage 336	0.0
DetectionChannels DetectorGainFirstImage 337	0.0
DetectionChannels DetectorGainFirstImage 338	0.0
DetectionChannels DetectorGainFirstImage 339	0.0
DetectionChannels DetectorGainFirstImage 34	0.0
DetectionChannels DetectorGainFirstImage 340	0.0
DetectionChannels DetectorGainFirstImage 341	0.0
DetectionChannels DetectorGainFirstImage 342	0.0
DetectionChannels DetectorGainFirstImage 343	0.0
DetectionChannels DetectorGainFirstImage 344	0.0
DetectionChannels DetectorGainFirstImage 345	0.0
DetectionChannels DetectorGainFirstImage 346	0.0
DetectionChannels DetectorGainFirstImage 347	0.0
DetectionChannels DetectorGainFirstImage 348	0.0
DetectionChannels DetectorGainFirstImage 349	0.0
DetectionChannels DetectorGainFirstImage 35	0.0
DetectionChannels DetectorGainFirstImage 350	0.0
DetectionChannels DetectorGainFirstImage 351	0.0
DetectionChannels DetectorGainFirstImage 352	0.0
DetectionChannels DetectorGainFirstImage 353	0.0
DetectionChannels DetectorGainFirstImage 354	0.0
DetectionChannels DetectorGainFirstImage 355	0.0
DetectionChannels DetectorGainFirstImage 356	0.0
DetectionChannels DetectorGainFirstImage 357	0.0
DetectionChannels DetectorGainFirstImage 358	0.0
DetectionChannels DetectorGainFirstImage 359	0.0
DetectionChannels DetectorGainFirstImage 36	0.0
DetectionChannels DetectorGainFirstImage 360	0.0
DetectionChannels DetectorGainFirstImage 361	0.0
DetectionChannels DetectorGainFirstImage 362	0.0
DetectionChannels DetectorGainFirstImage 363	0.0
DetectionChannels DetectorGainFirstImage 364	0.0
DetectionChannels DetectorGainFirstImage 365	0.0
DetectionChannels DetectorGainFirstImage 366	0.0
DetectionChannels DetectorGainFirstImage 367	0.0
DetectionChannels DetectorGainFirstImage 368	0.0
DetectionChannels DetectorGainFirstImage 369	0.0
DetectionChannels DetectorGainFirstImage 37	0.0
DetectionChannels DetectorGainFirstImage 370	0.0
DetectionChannels DetectorGainFirstImage 371	0.0
DetectionChannels DetectorGainFirstImage 372	0.0
DetectionChannels DetectorGainFirstImage 373	0.0
DetectionChannels DetectorGainFirstImage 374	0.0
DetectionChannels DetectorGainFirstImage 375	0.0
DetectionChannels DetectorGainFirstImage 376	0.0
DetectionChannels DetectorGainFirstImage 377	0.0
DetectionChannels DetectorGainFirstImage 378	0.0
DetectionChannels DetectorGainFirstImage 379	0.0
DetectionChannels DetectorGainFirstImage 38	0.0
DetectionChannels DetectorGainFirstImage 380	0.0
DetectionChannels DetectorGainFirstImage 381	0.0
DetectionChannels DetectorGainFirstImage 382	0.0
DetectionChannels DetectorGainFirstImage 383	0.0
DetectionChannels DetectorGainFirstImage 384	0.0
DetectionChannels DetectorGainFirstImage 385	0.0
DetectionChannels DetectorGainFirstImage 386	0.0
DetectionChannels DetectorGainFirstImage 387	0.0
DetectionChannels DetectorGainFirstImage 388	0.0
DetectionChannels DetectorGainFirstImage 389	0.0
DetectionChannels DetectorGainFirstImage 39	0.0
DetectionChannels DetectorGainFirstImage 390	0.0
DetectionChannels DetectorGainFirstImage 391	0.0
DetectionChannels DetectorGainFirstImage 392	0.0
DetectionChannels DetectorGainFirstImage 393	0.0
DetectionChannels DetectorGainFirstImage 394	0.0
DetectionChannels DetectorGainFirstImage 395	0.0
DetectionChannels DetectorGainFirstImage 396	0.0
DetectionChannels DetectorGainFirstImage 397	0.0
DetectionChannels DetectorGainFirstImage 398	0.0
DetectionChannels DetectorGainFirstImage 399	0.0
DetectionChannels DetectorGainFirstImage 4	0.0
DetectionChannels DetectorGainFirstImage 40	0.0
DetectionChannels DetectorGainFirstImage 400	0.0
DetectionChannels DetectorGainFirstImage 401	0.0
DetectionChannels DetectorGainFirstImage 402	0.0
DetectionChannels DetectorGainFirstImage 403	0.0
DetectionChannels DetectorGainFirstImage 404	0.0
DetectionChannels DetectorGainFirstImage 405	0.0
DetectionChannels DetectorGainFirstImage 406	0.0
DetectionChannels DetectorGainFirstImage 407	0.0
DetectionChannels DetectorGainFirstImage 408	0.0
DetectionChannels DetectorGainFirstImage 409	0.0
DetectionChannels DetectorGainFirstImage 41	0.0
DetectionChannels DetectorGainFirstImage 410	0.0
DetectionChannels DetectorGainFirstImage 411	0.0
DetectionChannels DetectorGainFirstImage 412	0.0
DetectionChannels DetectorGainFirstImage 413	0.0
DetectionChannels DetectorGainFirstImage 414	0.0
DetectionChannels DetectorGainFirstImage 415	0.0
DetectionChannels DetectorGainFirstImage 416	0.0
DetectionChannels DetectorGainFirstImage 417	0.0
DetectionChannels DetectorGainFirstImage 418	0.0
DetectionChannels DetectorGainFirstImage 419	0.0
DetectionChannels DetectorGainFirstImage 42	0.0
DetectionChannels DetectorGainFirstImage 420	0.0
DetectionChannels DetectorGainFirstImage 421	0.0
DetectionChannels DetectorGainFirstImage 422	0.0
DetectionChannels DetectorGainFirstImage 423	0.0
DetectionChannels DetectorGainFirstImage 424	0.0
DetectionChannels DetectorGainFirstImage 425	0.0
DetectionChannels DetectorGainFirstImage 426	0.0
DetectionChannels DetectorGainFirstImage 427	0.0
DetectionChannels DetectorGainFirstImage 428	0.0
DetectionChannels DetectorGainFirstImage 429	0.0
DetectionChannels DetectorGainFirstImage 43	0.0
DetectionChannels DetectorGainFirstImage 430	0.0
DetectionChannels DetectorGainFirstImage 431	0.0
DetectionChannels DetectorGainFirstImage 432	0.0
DetectionChannels DetectorGainFirstImage 44	0.0
DetectionChannels DetectorGainFirstImage 45	0.0
DetectionChannels DetectorGainFirstImage 46	0.0
DetectionChannels DetectorGainFirstImage 47	0.0
DetectionChannels DetectorGainFirstImage 48	0.0
DetectionChannels DetectorGainFirstImage 49	0.0
DetectionChannels DetectorGainFirstImage 5	0.0
DetectionChannels DetectorGainFirstImage 50	0.0
DetectionChannels DetectorGainFirstImage 51	0.0
DetectionChannels DetectorGainFirstImage 52	0.0
DetectionChannels DetectorGainFirstImage 53	0.0
DetectionChannels DetectorGainFirstImage 54	0.0
DetectionChannels DetectorGainFirstImage 55	0.0
DetectionChannels DetectorGainFirstImage 56	0.0
DetectionChannels DetectorGainFirstImage 57	0.0
DetectionChannels DetectorGainFirstImage 58	0.0
DetectionChannels DetectorGainFirstImage 59	0.0
DetectionChannels DetectorGainFirstImage 6	0.0
DetectionChannels DetectorGainFirstImage 60	0.0
DetectionChannels DetectorGainFirstImage 61	0.0
DetectionChannels DetectorGainFirstImage 62	0.0
DetectionChannels DetectorGainFirstImage 63	0.0
DetectionChannels DetectorGainFirstImage 64	0.0
DetectionChannels DetectorGainFirstImage 65	0.0
DetectionChannels DetectorGainFirstImage 66	0.0
DetectionChannels DetectorGainFirstImage 67	0.0
DetectionChannels DetectorGainFirstImage 68	0.0
DetectionChannels DetectorGainFirstImage 69	0.0
DetectionChannels DetectorGainFirstImage 7	0.0
DetectionChannels DetectorGainFirstImage 70	0.0
DetectionChannels DetectorGainFirstImage 71	0.0
DetectionChannels DetectorGainFirstImage 72	0.0
DetectionChannels DetectorGainFirstImage 73	0.0
DetectionChannels DetectorGainFirstImage 74	0.0
DetectionChannels DetectorGainFirstImage 75	0.0
DetectionChannels DetectorGainFirstImage 76	0.0
DetectionChannels DetectorGainFirstImage 77	0.0
DetectionChannels DetectorGainFirstImage 78	0.0
DetectionChannels DetectorGainFirstImage 79	0.0
DetectionChannels DetectorGainFirstImage 8	0.0
DetectionChannels DetectorGainFirstImage 80	0.0
DetectionChannels DetectorGainFirstImage 81	0.0
DetectionChannels DetectorGainFirstImage 82	0.0
DetectionChannels DetectorGainFirstImage 83	0.0
DetectionChannels DetectorGainFirstImage 84	0.0
DetectionChannels DetectorGainFirstImage 85	0.0
DetectionChannels DetectorGainFirstImage 86	0.0
DetectionChannels DetectorGainFirstImage 87	0.0
DetectionChannels DetectorGainFirstImage 88	0.0
DetectionChannels DetectorGainFirstImage 89	0.0
DetectionChannels DetectorGainFirstImage 9	0.0
DetectionChannels DetectorGainFirstImage 90	0.0
DetectionChannels DetectorGainFirstImage 91	0.0
DetectionChannels DetectorGainFirstImage 92	0.0
DetectionChannels DetectorGainFirstImage 93	0.0
DetectionChannels DetectorGainFirstImage 94	0.0
DetectionChannels DetectorGainFirstImage 95	0.0
DetectionChannels DetectorGainFirstImage 96	0.0
DetectionChannels DetectorGainFirstImage 97	0.0
DetectionChannels DetectorGainFirstImage 98	0.0
DetectionChannels DetectorGainFirstImage 99	0.0
DetectionChannels DetectorGainLastImage 1	0.0
DetectionChannels DetectorGainLastImage 10	0.0
DetectionChannels DetectorGainLastImage 100	0.0
DetectionChannels DetectorGainLastImage 101	0.0
DetectionChannels DetectorGainLastImage 102	0.0
DetectionChannels DetectorGainLastImage 103	0.0
DetectionChannels DetectorGainLastImage 104	0.0
DetectionChannels DetectorGainLastImage 105	0.0
DetectionChannels DetectorGainLastImage 106	0.0
DetectionChannels DetectorGainLastImage 107	0.0
DetectionChannels DetectorGainLastImage 108	0.0
DetectionChannels DetectorGainLastImage 109	0.0
DetectionChannels DetectorGainLastImage 11	0.0
DetectionChannels DetectorGainLastImage 110	0.0
DetectionChannels DetectorGainLastImage 111	0.0
DetectionChannels DetectorGainLastImage 112	0.0
DetectionChannels DetectorGainLastImage 113	0.0
DetectionChannels DetectorGainLastImage 114	0.0
DetectionChannels DetectorGainLastImage 115	0.0
DetectionChannels DetectorGainLastImage 116	0.0
DetectionChannels DetectorGainLastImage 117	0.0
DetectionChannels DetectorGainLastImage 118	0.0
DetectionChannels DetectorGainLastImage 119	0.0
DetectionChannels DetectorGainLastImage 12	0.0
DetectionChannels DetectorGainLastImage 120	0.0
DetectionChannels DetectorGainLastImage 121	0.0
DetectionChannels DetectorGainLastImage 122	0.0
DetectionChannels DetectorGainLastImage 123	0.0
DetectionChannels DetectorGainLastImage 124	0.0
DetectionChannels DetectorGainLastImage 125	0.0
DetectionChannels DetectorGainLastImage 126	0.0
DetectionChannels DetectorGainLastImage 127	0.0
DetectionChannels DetectorGainLastImage 128	0.0
DetectionChannels DetectorGainLastImage 129	0.0
DetectionChannels DetectorGainLastImage 13	0.0
DetectionChannels DetectorGainLastImage 130	0.0
DetectionChannels DetectorGainLastImage 131	0.0
DetectionChannels DetectorGainLastImage 132	0.0
DetectionChannels DetectorGainLastImage 133	0.0
DetectionChannels DetectorGainLastImage 134	0.0
DetectionChannels DetectorGainLastImage 135	0.0
DetectionChannels DetectorGainLastImage 136	0.0
DetectionChannels DetectorGainLastImage 137	0.0
DetectionChannels DetectorGainLastImage 138	0.0
DetectionChannels DetectorGainLastImage 139	0.0
DetectionChannels DetectorGainLastImage 14	0.0
DetectionChannels DetectorGainLastImage 140	0.0
DetectionChannels DetectorGainLastImage 141	0.0
DetectionChannels DetectorGainLastImage 142	0.0
DetectionChannels DetectorGainLastImage 143	0.0
DetectionChannels DetectorGainLastImage 144	0.0
DetectionChannels DetectorGainLastImage 145	0.0
DetectionChannels DetectorGainLastImage 146	0.0
DetectionChannels DetectorGainLastImage 147	0.0
DetectionChannels DetectorGainLastImage 148	0.0
DetectionChannels DetectorGainLastImage 149	0.0
DetectionChannels DetectorGainLastImage 15	0.0
DetectionChannels DetectorGainLastImage 150	0.0
DetectionChannels DetectorGainLastImage 151	0.0
DetectionChannels DetectorGainLastImage 152	0.0
DetectionChannels DetectorGainLastImage 153	0.0
DetectionChannels DetectorGainLastImage 154	0.0
DetectionChannels DetectorGainLastImage 155	0.0
DetectionChannels DetectorGainLastImage 156	0.0
DetectionChannels DetectorGainLastImage 157	0.0
DetectionChannels DetectorGainLastImage 158	0.0
DetectionChannels DetectorGainLastImage 159	0.0
DetectionChannels DetectorGainLastImage 16	0.0
DetectionChannels DetectorGainLastImage 160	0.0
DetectionChannels DetectorGainLastImage 161	0.0
DetectionChannels DetectorGainLastImage 162	0.0
DetectionChannels DetectorGainLastImage 163	0.0
DetectionChannels DetectorGainLastImage 164	0.0
DetectionChannels DetectorGainLastImage 165	0.0
DetectionChannels DetectorGainLastImage 166	0.0
DetectionChannels DetectorGainLastImage 167	0.0
DetectionChannels DetectorGainLastImage 168	0.0
DetectionChannels DetectorGainLastImage 169	0.0
DetectionChannels DetectorGainLastImage 17	0.0
DetectionChannels DetectorGainLastImage 170	0.0
DetectionChannels DetectorGainLastImage 171	0.0
DetectionChannels DetectorGainLastImage 172	0.0
DetectionChannels DetectorGainLastImage 173	0.0
DetectionChannels DetectorGainLastImage 174	0.0
DetectionChannels DetectorGainLastImage 175	0.0
DetectionChannels DetectorGainLastImage 176	0.0
DetectionChannels DetectorGainLastImage 177	0.0
DetectionChannels DetectorGainLastImage 178	0.0
DetectionChannels DetectorGainLastImage 179	0.0
DetectionChannels DetectorGainLastImage 18	0.0
DetectionChannels DetectorGainLastImage 180	0.0
DetectionChannels DetectorGainLastImage 181	0.0
DetectionChannels DetectorGainLastImage 182	0.0
DetectionChannels DetectorGainLastImage 183	0.0
DetectionChannels DetectorGainLastImage 184	0.0
DetectionChannels DetectorGainLastImage 185	0.0
DetectionChannels DetectorGainLastImage 186	0.0
DetectionChannels DetectorGainLastImage 187	0.0
DetectionChannels DetectorGainLastImage 188	0.0
DetectionChannels DetectorGainLastImage 189	0.0
DetectionChannels DetectorGainLastImage 19	0.0
DetectionChannels DetectorGainLastImage 190	0.0
DetectionChannels DetectorGainLastImage 191	0.0
DetectionChannels DetectorGainLastImage 192	0.0
DetectionChannels DetectorGainLastImage 193	0.0
DetectionChannels DetectorGainLastImage 194	0.0
DetectionChannels DetectorGainLastImage 195	0.0
DetectionChannels DetectorGainLastImage 196	0.0
DetectionChannels DetectorGainLastImage 197	0.0
DetectionChannels DetectorGainLastImage 198	0.0
DetectionChannels DetectorGainLastImage 199	0.0
DetectionChannels DetectorGainLastImage 2	0.0
DetectionChannels DetectorGainLastImage 20	0.0
DetectionChannels DetectorGainLastImage 200	0.0
DetectionChannels DetectorGainLastImage 201	0.0
DetectionChannels DetectorGainLastImage 202	0.0
DetectionChannels DetectorGainLastImage 203	0.0
DetectionChannels DetectorGainLastImage 204	0.0
DetectionChannels DetectorGainLastImage 205	0.0
DetectionChannels DetectorGainLastImage 206	0.0
DetectionChannels DetectorGainLastImage 207	0.0
DetectionChannels DetectorGainLastImage 208	0.0
DetectionChannels DetectorGainLastImage 209	0.0
DetectionChannels DetectorGainLastImage 21	0.0
DetectionChannels DetectorGainLastImage 210	0.0
DetectionChannels DetectorGainLastImage 211	0.0
DetectionChannels DetectorGainLastImage 212	0.0
DetectionChannels DetectorGainLastImage 213	0.0
DetectionChannels DetectorGainLastImage 214	0.0
DetectionChannels DetectorGainLastImage 215	0.0
DetectionChannels DetectorGainLastImage 216	0.0
DetectionChannels DetectorGainLastImage 217	0.0
DetectionChannels DetectorGainLastImage 218	0.0
DetectionChannels DetectorGainLastImage 219	0.0
DetectionChannels DetectorGainLastImage 22	0.0
DetectionChannels DetectorGainLastImage 220	0.0
DetectionChannels DetectorGainLastImage 221	0.0
DetectionChannels DetectorGainLastImage 222	0.0
DetectionChannels DetectorGainLastImage 223	0.0
DetectionChannels DetectorGainLastImage 224	0.0
DetectionChannels DetectorGainLastImage 225	0.0
DetectionChannels DetectorGainLastImage 226	0.0
DetectionChannels DetectorGainLastImage 227	0.0
DetectionChannels DetectorGainLastImage 228	0.0
DetectionChannels DetectorGainLastImage 229	0.0
DetectionChannels DetectorGainLastImage 23	0.0
DetectionChannels DetectorGainLastImage 230	0.0
DetectionChannels DetectorGainLastImage 231	0.0
DetectionChannels DetectorGainLastImage 232	0.0
DetectionChannels DetectorGainLastImage 233	0.0
DetectionChannels DetectorGainLastImage 234	0.0
DetectionChannels DetectorGainLastImage 235	0.0
DetectionChannels DetectorGainLastImage 236	0.0
DetectionChannels DetectorGainLastImage 237	0.0
DetectionChannels DetectorGainLastImage 238	0.0
DetectionChannels DetectorGainLastImage 239	0.0
DetectionChannels DetectorGainLastImage 24	0.0
DetectionChannels DetectorGainLastImage 240	0.0
DetectionChannels DetectorGainLastImage 241	0.0
DetectionChannels DetectorGainLastImage 242	0.0
DetectionChannels DetectorGainLastImage 243	0.0
DetectionChannels DetectorGainLastImage 244	0.0
DetectionChannels DetectorGainLastImage 245	0.0
DetectionChannels DetectorGainLastImage 246	0.0
DetectionChannels DetectorGainLastImage 247	0.0
DetectionChannels DetectorGainLastImage 248	0.0
DetectionChannels DetectorGainLastImage 249	0.0
DetectionChannels DetectorGainLastImage 25	0.0
DetectionChannels DetectorGainLastImage 250	0.0
DetectionChannels DetectorGainLastImage 251	0.0
DetectionChannels DetectorGainLastImage 252	0.0
DetectionChannels DetectorGainLastImage 253	0.0
DetectionChannels DetectorGainLastImage 254	0.0
DetectionChannels DetectorGainLastImage 255	0.0
DetectionChannels DetectorGainLastImage 256	0.0
DetectionChannels DetectorGainLastImage 257	0.0
DetectionChannels DetectorGainLastImage 258	0.0
DetectionChannels DetectorGainLastImage 259	0.0
DetectionChannels DetectorGainLastImage 26	0.0
DetectionChannels DetectorGainLastImage 260	0.0
DetectionChannels DetectorGainLastImage 261	0.0
DetectionChannels DetectorGainLastImage 262	0.0
DetectionChannels DetectorGainLastImage 263	0.0
DetectionChannels DetectorGainLastImage 264	0.0
DetectionChannels DetectorGainLastImage 265	0.0
DetectionChannels DetectorGainLastImage 266	0.0
DetectionChannels DetectorGainLastImage 267	0.0
DetectionChannels DetectorGainLastImage 268	0.0
DetectionChannels DetectorGainLastImage 269	0.0
DetectionChannels DetectorGainLastImage 27	0.0
DetectionChannels DetectorGainLastImage 270	0.0
DetectionChannels DetectorGainLastImage 271	0.0
DetectionChannels DetectorGainLastImage 272	0.0
DetectionChannels DetectorGainLastImage 273	0.0
DetectionChannels DetectorGainLastImage 274	0.0
DetectionChannels DetectorGainLastImage 275	0.0
DetectionChannels DetectorGainLastImage 276	0.0
DetectionChannels DetectorGainLastImage 277	0.0
DetectionChannels DetectorGainLastImage 278	0.0
DetectionChannels DetectorGainLastImage 279	0.0
DetectionChannels DetectorGainLastImage 28	0.0
DetectionChannels DetectorGainLastImage 280	0.0
DetectionChannels DetectorGainLastImage 281	0.0
DetectionChannels DetectorGainLastImage 282	0.0
DetectionChannels DetectorGainLastImage 283	0.0
DetectionChannels DetectorGainLastImage 284	0.0
DetectionChannels DetectorGainLastImage 285	0.0
DetectionChannels DetectorGainLastImage 286	0.0
DetectionChannels DetectorGainLastImage 287	0.0
DetectionChannels DetectorGainLastImage 288	0.0
DetectionChannels DetectorGainLastImage 289	0.0
DetectionChannels DetectorGainLastImage 29	0.0
DetectionChannels DetectorGainLastImage 290	0.0
DetectionChannels DetectorGainLastImage 291	0.0
DetectionChannels DetectorGainLastImage 292	0.0
DetectionChannels DetectorGainLastImage 293	0.0
DetectionChannels DetectorGainLastImage 294	0.0
DetectionChannels DetectorGainLastImage 295	0.0
DetectionChannels DetectorGainLastImage 296	0.0
DetectionChannels DetectorGainLastImage 297	0.0
DetectionChannels DetectorGainLastImage 298	0.0
DetectionChannels DetectorGainLastImage 299	0.0
DetectionChannels DetectorGainLastImage 3	0.0
DetectionChannels DetectorGainLastImage 30	0.0
DetectionChannels DetectorGainLastImage 300	0.0
DetectionChannels DetectorGainLastImage 301	0.0
DetectionChannels DetectorGainLastImage 302	0.0
DetectionChannels DetectorGainLastImage 303	0.0
DetectionChannels DetectorGainLastImage 304	0.0
DetectionChannels DetectorGainLastImage 305	0.0
DetectionChannels DetectorGainLastImage 306	0.0
DetectionChannels DetectorGainLastImage 307	0.0
DetectionChannels DetectorGainLastImage 308	0.0
DetectionChannels DetectorGainLastImage 309	0.0
DetectionChannels DetectorGainLastImage 31	0.0
DetectionChannels DetectorGainLastImage 310	0.0
DetectionChannels DetectorGainLastImage 311	0.0
DetectionChannels DetectorGainLastImage 312	0.0
DetectionChannels DetectorGainLastImage 313	0.0
DetectionChannels DetectorGainLastImage 314	0.0
DetectionChannels DetectorGainLastImage 315	0.0
DetectionChannels DetectorGainLastImage 316	0.0
DetectionChannels DetectorGainLastImage 317	0.0
DetectionChannels DetectorGainLastImage 318	0.0
DetectionChannels DetectorGainLastImage 319	0.0
DetectionChannels DetectorGainLastImage 32	0.0
DetectionChannels DetectorGainLastImage 320	0.0
DetectionChannels DetectorGainLastImage 321	0.0
DetectionChannels DetectorGainLastImage 322	0.0
DetectionChannels DetectorGainLastImage 323	0.0
DetectionChannels DetectorGainLastImage 324	0.0
DetectionChannels DetectorGainLastImage 325	0.0
DetectionChannels DetectorGainLastImage 326	0.0
DetectionChannels DetectorGainLastImage 327	0.0
DetectionChannels DetectorGainLastImage 328	0.0
DetectionChannels DetectorGainLastImage 329	0.0
DetectionChannels DetectorGainLastImage 33	0.0
DetectionChannels DetectorGainLastImage 330	0.0
DetectionChannels DetectorGainLastImage 331	0.0
DetectionChannels DetectorGainLastImage 332	0.0
DetectionChannels DetectorGainLastImage 333	0.0
DetectionChannels DetectorGainLastImage 334	0.0
DetectionChannels DetectorGainLastImage 335	0.0
DetectionChannels DetectorGainLastImage 336	0.0
DetectionChannels DetectorGainLastImage 337	0.0
DetectionChannels DetectorGainLastImage 338	0.0
DetectionChannels DetectorGainLastImage 339	0.0
DetectionChannels DetectorGainLastImage 34	0.0
DetectionChannels DetectorGainLastImage 340	0.0
DetectionChannels DetectorGainLastImage 341	0.0
DetectionChannels DetectorGainLastImage 342	0.0
DetectionChannels DetectorGainLastImage 343	0.0
DetectionChannels DetectorGainLastImage 344	0.0
DetectionChannels DetectorGainLastImage 345	0.0
DetectionChannels DetectorGainLastImage 346	0.0
DetectionChannels DetectorGainLastImage 347	0.0
DetectionChannels DetectorGainLastImage 348	0.0
DetectionChannels DetectorGainLastImage 349	0.0
DetectionChannels DetectorGainLastImage 35	0.0
DetectionChannels DetectorGainLastImage 350	0.0
DetectionChannels DetectorGainLastImage 351	0.0
DetectionChannels DetectorGainLastImage 352	0.0
DetectionChannels DetectorGainLastImage 353	0.0
DetectionChannels DetectorGainLastImage 354	0.0
DetectionChannels DetectorGainLastImage 355	0.0
DetectionChannels DetectorGainLastImage 356	0.0
DetectionChannels DetectorGainLastImage 357	0.0
DetectionChannels DetectorGainLastImage 358	0.0
DetectionChannels DetectorGainLastImage 359	0.0
DetectionChannels DetectorGainLastImage 36	0.0
DetectionChannels DetectorGainLastImage 360	0.0
DetectionChannels DetectorGainLastImage 361	0.0
DetectionChannels DetectorGainLastImage 362	0.0
DetectionChannels DetectorGainLastImage 363	0.0
DetectionChannels DetectorGainLastImage 364	0.0
DetectionChannels DetectorGainLastImage 365	0.0
DetectionChannels DetectorGainLastImage 366	0.0
DetectionChannels DetectorGainLastImage 367	0.0
DetectionChannels DetectorGainLastImage 368	0.0
DetectionChannels DetectorGainLastImage 369	0.0
DetectionChannels DetectorGainLastImage 37	0.0
DetectionChannels DetectorGainLastImage 370	0.0
DetectionChannels DetectorGainLastImage 371	0.0
DetectionChannels DetectorGainLastImage 372	0.0
DetectionChannels DetectorGainLastImage 373	0.0
DetectionChannels DetectorGainLastImage 374	0.0
DetectionChannels DetectorGainLastImage 375	0.0
DetectionChannels DetectorGainLastImage 376	0.0
DetectionChannels DetectorGainLastImage 377	0.0
DetectionChannels DetectorGainLastImage 378	0.0
DetectionChannels DetectorGainLastImage 379	0.0
DetectionChannels DetectorGainLastImage 38	0.0
DetectionChannels DetectorGainLastImage 380	0.0
DetectionChannels DetectorGainLastImage 381	0.0
DetectionChannels DetectorGainLastImage 382	0.0
DetectionChannels DetectorGainLastImage 383	0.0
DetectionChannels DetectorGainLastImage 384	0.0
DetectionChannels DetectorGainLastImage 385	0.0
DetectionChannels DetectorGainLastImage 386	0.0
DetectionChannels DetectorGainLastImage 387	0.0
DetectionChannels DetectorGainLastImage 388	0.0
DetectionChannels DetectorGainLastImage 389	0.0
DetectionChannels DetectorGainLastImage 39	0.0
DetectionChannels DetectorGainLastImage 390	0.0
DetectionChannels DetectorGainLastImage 391	0.0
DetectionChannels DetectorGainLastImage 392	0.0
DetectionChannels DetectorGainLastImage 393	0.0
DetectionChannels DetectorGainLastImage 394	0.0
DetectionChannels DetectorGainLastImage 395	0.0
DetectionChannels DetectorGainLastImage 396	0.0
DetectionChannels DetectorGainLastImage 397	0.0
DetectionChannels DetectorGainLastImage 398	0.0
DetectionChannels DetectorGainLastImage 399	0.0
DetectionChannels DetectorGainLastImage 4	0.0
DetectionChannels DetectorGainLastImage 40	0.0
DetectionChannels DetectorGainLastImage 400	0.0
DetectionChannels DetectorGainLastImage 401	0.0
DetectionChannels DetectorGainLastImage 402	0.0
DetectionChannels DetectorGainLastImage 403	0.0
DetectionChannels DetectorGainLastImage 404	0.0
DetectionChannels DetectorGainLastImage 405	0.0
DetectionChannels DetectorGainLastImage 406	0.0
DetectionChannels DetectorGainLastImage 407	0.0
DetectionChannels DetectorGainLastImage 408	0.0
DetectionChannels DetectorGainLastImage 409	0.0
DetectionChannels DetectorGainLastImage 41	0.0
DetectionChannels DetectorGainLastImage 410	0.0
DetectionChannels DetectorGainLastImage 411	0.0
DetectionChannels DetectorGainLastImage 412	0.0
DetectionChannels DetectorGainLastImage 413	0.0
DetectionChannels DetectorGainLastImage 414	0.0
DetectionChannels DetectorGainLastImage 415	0.0
DetectionChannels DetectorGainLastImage 416	0.0
DetectionChannels DetectorGainLastImage 417	0.0
DetectionChannels DetectorGainLastImage 418	0.0
DetectionChannels DetectorGainLastImage 419	0.0
DetectionChannels DetectorGainLastImage 42	0.0
DetectionChannels DetectorGainLastImage 420	0.0
DetectionChannels DetectorGainLastImage 421	0.0
DetectionChannels DetectorGainLastImage 422	0.0
DetectionChannels DetectorGainLastImage 423	0.0
DetectionChannels DetectorGainLastImage 424	0.0
DetectionChannels DetectorGainLastImage 425	0.0
DetectionChannels DetectorGainLastImage 426	0.0
DetectionChannels DetectorGainLastImage 427	0.0
DetectionChannels DetectorGainLastImage 428	0.0
DetectionChannels DetectorGainLastImage 429	0.0
DetectionChannels DetectorGainLastImage 43	0.0
DetectionChannels DetectorGainLastImage 430	0.0
DetectionChannels DetectorGainLastImage 431	0.0
DetectionChannels DetectorGainLastImage 432	0.0
DetectionChannels DetectorGainLastImage 44	0.0
DetectionChannels DetectorGainLastImage 45	0.0
DetectionChannels DetectorGainLastImage 46	0.0
DetectionChannels DetectorGainLastImage 47	0.0
DetectionChannels DetectorGainLastImage 48	0.0
DetectionChannels DetectorGainLastImage 49	0.0
DetectionChannels DetectorGainLastImage 5	0.0
DetectionChannels DetectorGainLastImage 50	0.0
DetectionChannels DetectorGainLastImage 51	0.0
DetectionChannels DetectorGainLastImage 52	0.0
DetectionChannels DetectorGainLastImage 53	0.0
DetectionChannels DetectorGainLastImage 54	0.0
DetectionChannels DetectorGainLastImage 55	0.0
DetectionChannels DetectorGainLastImage 56	0.0
DetectionChannels DetectorGainLastImage 57	0.0
DetectionChannels DetectorGainLastImage 58	0.0
DetectionChannels DetectorGainLastImage 59	0.0
DetectionChannels DetectorGainLastImage 6	0.0
DetectionChannels DetectorGainLastImage 60	0.0
DetectionChannels DetectorGainLastImage 61	0.0
DetectionChannels DetectorGainLastImage 62	0.0
DetectionChannels DetectorGainLastImage 63	0.0
DetectionChannels DetectorGainLastImage 64	0.0
DetectionChannels DetectorGainLastImage 65	0.0
DetectionChannels DetectorGainLastImage 66	0.0
DetectionChannels DetectorGainLastImage 67	0.0
DetectionChannels DetectorGainLastImage 68	0.0
DetectionChannels DetectorGainLastImage 69	0.0
DetectionChannels DetectorGainLastImage 7	0.0
DetectionChannels DetectorGainLastImage 70	0.0
DetectionChannels DetectorGainLastImage 71	0.0
DetectionChannels DetectorGainLastImage 72	0.0
DetectionChannels DetectorGainLastImage 73	0.0
DetectionChannels DetectorGainLastImage 74	0.0
DetectionChannels DetectorGainLastImage 75	0.0
DetectionChannels DetectorGainLastImage 76	0.0
DetectionChannels DetectorGainLastImage 77	0.0
DetectionChannels DetectorGainLastImage 78	0.0
DetectionChannels DetectorGainLastImage 79	0.0
DetectionChannels DetectorGainLastImage 8	0.0
DetectionChannels DetectorGainLastImage 80	0.0
DetectionChannels DetectorGainLastImage 81	0.0
DetectionChannels DetectorGainLastImage 82	0.0
DetectionChannels DetectorGainLastImage 83	0.0
DetectionChannels DetectorGainLastImage 84	0.0
DetectionChannels DetectorGainLastImage 85	0.0
DetectionChannels DetectorGainLastImage 86	0.0
DetectionChannels DetectorGainLastImage 87	0.0
DetectionChannels DetectorGainLastImage 88	0.0
DetectionChannels DetectorGainLastImage 89	0.0
DetectionChannels DetectorGainLastImage 9	0.0
DetectionChannels DetectorGainLastImage 90	0.0
DetectionChannels DetectorGainLastImage 91	0.0
DetectionChannels DetectorGainLastImage 92	0.0
DetectionChannels DetectorGainLastImage 93	0.0
DetectionChannels DetectorGainLastImage 94	0.0
DetectionChannels DetectorGainLastImage 95	0.0
DetectionChannels DetectorGainLastImage 96	0.0
DetectionChannels DetectorGainLastImage 97	0.0
DetectionChannels DetectorGainLastImage 98	0.0
DetectionChannels DetectorGainLastImage 99	0.0
DetectionChannels IDAvailableFilterSet 10	EF2
DetectionChannels IDAvailableFilterSet 104	EF2
DetectionChannels IDAvailableFilterSet 105	EF3
DetectionChannels IDAvailableFilterSet 11	EF3
DetectionChannels IDAvailableFilterSet 118	EF2
DetectionChannels IDAvailableFilterSet 119	EF3
DetectionChannels IDAvailableFilterSet 130	EF2
DetectionChannels IDAvailableFilterSet 131	EF3
DetectionChannels IDAvailableFilterSet 142	EF2
DetectionChannels IDAvailableFilterSet 143	EF3
DetectionChannels IDAvailableFilterSet 154	EF2
DetectionChannels IDAvailableFilterSet 155	EF3
DetectionChannels IDAvailableFilterSet 166	EF2
DetectionChannels IDAvailableFilterSet 167	EF3
DetectionChannels IDAvailableFilterSet 178	EF2
DetectionChannels IDAvailableFilterSet 179	EF3
DetectionChannels IDAvailableFilterSet 190	EF2
DetectionChannels IDAvailableFilterSet 191	EF3
DetectionChannels IDAvailableFilterSet 204	EF2
DetectionChannels IDAvailableFilterSet 205	EF3
DetectionChannels IDAvailableFilterSet 212	EF2
DetectionChannels IDAvailableFilterSet 213	EF3
DetectionChannels IDAvailableFilterSet 22	EF2
DetectionChannels IDAvailableFilterSet 226	EF2
DetectionChannels IDAvailableFilterSet 227	EF3
DetectionChannels IDAvailableFilterSet 23	EF3
DetectionChannels IDAvailableFilterSet 238	EF2
DetectionChannels IDAvailableFilterSet 239	EF3
DetectionChannels IDAvailableFilterSet 250	EF2
DetectionChannels IDAvailableFilterSet 251	EF3
DetectionChannels IDAvailableFilterSet 262	EF2
DetectionChannels IDAvailableFilterSet 263	EF3
DetectionChannels IDAvailableFilterSet 274	EF2
DetectionChannels IDAvailableFilterSet 275	EF3
DetectionChannels IDAvailableFilterSet 286	EF2
DetectionChannels IDAvailableFilterSet 287	EF3
DetectionChannels IDAvailableFilterSet 298	EF2
DetectionChannels IDAvailableFilterSet 299	EF3
DetectionChannels IDAvailableFilterSet 310	EF2
DetectionChannels IDAvailableFilterSet 311	EF3
DetectionChannels IDAvailableFilterSet 322	EF2
DetectionChannels IDAvailableFilterSet 323	EF3
DetectionChannels IDAvailableFilterSet 334	EF2
DetectionChannels IDAvailableFilterSet 335	EF3
DetectionChannels IDAvailableFilterSet 34	EF2
DetectionChannels IDAvailableFilterSet 348	EF2
DetectionChannels IDAvailableFilterSet 349	EF3
DetectionChannels IDAvailableFilterSet 35	EF3
DetectionChannels IDAvailableFilterSet 356	EF2
DetectionChannels IDAvailableFilterSet 357	EF3
DetectionChannels IDAvailableFilterSet 370	EF2
DetectionChannels IDAvailableFilterSet 371	EF3
DetectionChannels IDAvailableFilterSet 382	EF2
DetectionChannels IDAvailableFilterSet 383	EF3
DetectionChannels IDAvailableFilterSet 396	EF2
DetectionChannels IDAvailableFilterSet 397	EF3
DetectionChannels IDAvailableFilterSet 408	EF2
DetectionChannels IDAvailableFilterSet 409	EF3
DetectionChannels IDAvailableFilterSet 420	EF2
DetectionChannels IDAvailableFilterSet 421	EF3
DetectionChannels IDAvailableFilterSet 426	EF2
DetectionChannels IDAvailableFilterSet 427	EF3
DetectionChannels IDAvailableFilterSet 46	EF2
DetectionChannels IDAvailableFilterSet 47	EF3
DetectionChannels IDAvailableFilterSet 58	EF2
DetectionChannels IDAvailableFilterSet 59	EF3
DetectionChannels IDAvailableFilterSet 70	EF2
DetectionChannels IDAvailableFilterSet 71	EF3
DetectionChannels IDAvailableFilterSet 82	EF2
DetectionChannels IDAvailableFilterSet 83	EF3
DetectionChannels IDAvailableFilterSet 96	EF2
DetectionChannels IDAvailableFilterSet 97	EF3
DetectionChannels IDAvailableIntegrator 1	IntegratorSPI
DetectionChannels IDAvailableIntegrator 100	IntegratorSPI
DetectionChannels IDAvailableIntegrator 101	IntegratorSPI
DetectionChannels IDAvailableIntegrator 102	IntegratorSPI
DetectionChannels IDAvailableIntegrator 106	IntegratorD
DetectionChannels IDAvailableIntegrator 107	IntegratorSPI
DetectionChannels IDAvailableIntegrator 108	IntegratorSPI
DetectionChannels IDAvailableIntegrator 109	IntegratorSPI
DetectionChannels IDAvailableIntegrator 110	IntegratorSPI
DetectionChannels IDAvailableIntegrator 111	IntegratorSPI
DetectionChannels IDAvailableIntegrator 112	IntegratorSPI
DetectionChannels IDAvailableIntegrator 113	IntegratorSPI
DetectionChannels IDAvailableIntegrator 114	IntegratorSPI
DetectionChannels IDAvailableIntegrator 115	IntegratorSPI
DetectionChannels IDAvailableIntegrator 116	IntegratorSPI
DetectionChannels IDAvailableIntegrator 12	IntegratorD
DetectionChannels IDAvailableIntegrator 120	IntegratorD
DetectionChannels IDAvailableIntegrator 121	IntegratorSPI
DetectionChannels IDAvailableIntegrator 122	IntegratorSPI
DetectionChannels IDAvailableIntegrator 123	IntegratorSPI
DetectionChannels IDAvailableIntegrator 124	IntegratorSPI
DetectionChannels IDAvailableIntegrator 125	IntegratorSPI
DetectionChannels IDAvailableIntegrator 126	IntegratorSPI
DetectionChannels IDAvailableIntegrator 127	IntegratorSPI
DetectionChannels IDAvailableIntegrator 128	IntegratorSPI
DetectionChannels IDAvailableIntegrator 13	IntegratorSPI
DetectionChannels IDAvailableIntegrator 132	IntegratorD
DetectionChannels IDAvailableIntegrator 133	IntegratorSPI
DetectionChannels IDAvailableIntegrator 134	IntegratorSPI
DetectionChannels IDAvailableIntegrator 135	IntegratorSPI
DetectionChannels IDAvailableIntegrator 136	IntegratorSPI
DetectionChannels IDAvailableIntegrator 137	IntegratorSPI
DetectionChannels IDAvailableIntegrator 138	IntegratorSPI
DetectionChannels IDAvailableIntegrator 139	IntegratorSPI
DetectionChannels IDAvailableIntegrator 14	IntegratorSPI
DetectionChannels IDAvailableIntegrator 140	IntegratorSPI
DetectionChannels IDAvailableIntegrator 144	IntegratorD
DetectionChannels IDAvailableIntegrator 145	IntegratorSPI
DetectionChannels IDAvailableIntegrator 146	IntegratorSPI
DetectionChannels IDAvailableIntegrator 147	IntegratorSPI
DetectionChannels IDAvailableIntegrator 148	IntegratorSPI
DetectionChannels IDAvailableIntegrator 149	IntegratorSPI
DetectionChannels IDAvailableIntegrator 15	IntegratorSPI
DetectionChannels IDAvailableIntegrator 150	IntegratorSPI
DetectionChannels IDAvailableIntegrator 151	IntegratorSPI
DetectionChannels IDAvailableIntegrator 152	IntegratorSPI
DetectionChannels IDAvailableIntegrator 156	IntegratorD
DetectionChannels IDAvailableIntegrator 157	IntegratorSPI
DetectionChannels IDAvailableIntegrator 158	IntegratorSPI
DetectionChannels IDAvailableIntegrator 159	IntegratorSPI
DetectionChannels IDAvailableIntegrator 16	IntegratorSPI
DetectionChannels IDAvailableIntegrator 160	IntegratorSPI
DetectionChannels IDAvailableIntegrator 161	IntegratorSPI
DetectionChannels IDAvailableIntegrator 162	IntegratorSPI
DetectionChannels IDAvailableIntegrator 163	IntegratorSPI
DetectionChannels IDAvailableIntegrator 164	IntegratorSPI
DetectionChannels IDAvailableIntegrator 168	IntegratorD
DetectionChannels IDAvailableIntegrator 169	IntegratorSPI
DetectionChannels IDAvailableIntegrator 17	IntegratorSPI
DetectionChannels IDAvailableIntegrator 170	IntegratorSPI
DetectionChannels IDAvailableIntegrator 171	IntegratorSPI
DetectionChannels IDAvailableIntegrator 172	IntegratorSPI
DetectionChannels IDAvailableIntegrator 173	IntegratorSPI
DetectionChannels IDAvailableIntegrator 174	IntegratorSPI
DetectionChannels IDAvailableIntegrator 175	IntegratorSPI
DetectionChannels IDAvailableIntegrator 176	IntegratorSPI
DetectionChannels IDAvailableIntegrator 18	IntegratorSPI
DetectionChannels IDAvailableIntegrator 180	IntegratorD
DetectionChannels IDAvailableIntegrator 181	IntegratorSPI
DetectionChannels IDAvailableIntegrator 182	IntegratorSPI
DetectionChannels IDAvailableIntegrator 183	IntegratorSPI
DetectionChannels IDAvailableIntegrator 184	IntegratorSPI
DetectionChannels IDAvailableIntegrator 185	IntegratorSPI
DetectionChannels IDAvailableIntegrator 186	IntegratorSPI
DetectionChannels IDAvailableIntegrator 187	IntegratorSPI
DetectionChannels IDAvailableIntegrator 188	IntegratorSPI
DetectionChannels IDAvailableIntegrator 19	IntegratorSPI
DetectionChannels IDAvailableIntegrator 192	IntegratorD
DetectionChannels IDAvailableIntegrator 193	IntegratorSPI
DetectionChannels IDAvailableIntegrator 194	IntegratorSPI
DetectionChannels IDAvailableIntegrator 195	IntegratorSPI
DetectionChannels IDAvailableIntegrator 196	IntegratorSPI
DetectionChannels IDAvailableIntegrator 197	IntegratorSPI
DetectionChannels IDAvailableIntegrator 198	IntegratorSPI
DetectionChannels IDAvailableIntegrator 199	IntegratorSPI
DetectionChannels IDAvailableIntegrator 2	IntegratorSPI
DetectionChannels IDAvailableIntegrator 20	IntegratorSPI
DetectionChannels IDAvailableIntegrator 200	IntegratorSPI
DetectionChannels IDAvailableIntegrator 201	IntegratorSPI
DetectionChannels IDAvailableIntegrator 202	IntegratorSPI
DetectionChannels IDAvailableIntegrator 206	IntegratorD
DetectionChannels IDAvailableIntegrator 207	IntegratorSPI
DetectionChannels IDAvailableIntegrator 208	IntegratorSPI
DetectionChannels IDAvailableIntegrator 209	IntegratorSPI
DetectionChannels IDAvailableIntegrator 210	IntegratorSPI
DetectionChannels IDAvailableIntegrator 214	IntegratorD
DetectionChannels IDAvailableIntegrator 215	IntegratorSPI
DetectionChannels IDAvailableIntegrator 216	IntegratorSPI
DetectionChannels IDAvailableIntegrator 217	IntegratorSPI
DetectionChannels IDAvailableIntegrator 218	IntegratorSPI
DetectionChannels IDAvailableIntegrator 219	IntegratorSPI
DetectionChannels IDAvailableIntegrator 220	IntegratorSPI
DetectionChannels IDAvailableIntegrator 221	IntegratorSPI
DetectionChannels IDAvailableIntegrator 222	IntegratorSPI
DetectionChannels IDAvailableIntegrator 223	IntegratorSPI
DetectionChannels IDAvailableIntegrator 224	IntegratorSPI
DetectionChannels IDAvailableIntegrator 228	IntegratorD
DetectionChannels IDAvailableIntegrator 229	IntegratorSPI
DetectionChannels IDAvailableIntegrator 230	IntegratorSPI
DetectionChannels IDAvailableIntegrator 231	IntegratorSPI
DetectionChannels IDAvailableIntegrator 232	IntegratorSPI
DetectionChannels IDAvailableIntegrator 233	IntegratorSPI
DetectionChannels IDAvailableIntegrator 234	IntegratorSPI
DetectionChannels IDAvailableIntegrator 235	IntegratorSPI
DetectionChannels IDAvailableIntegrator 236	IntegratorSPI
DetectionChannels IDAvailableIntegrator 24	IntegratorD
DetectionChannels IDAvailableIntegrator 240	IntegratorD
DetectionChannels IDAvailableIntegrator 241	IntegratorSPI
DetectionChannels IDAvailableIntegrator 242	IntegratorSPI
DetectionChannels IDAvailableIntegrator 243	IntegratorSPI
DetectionChannels IDAvailableIntegrator 244	IntegratorSPI
DetectionChannels IDAvailableIntegrator 245	IntegratorSPI
DetectionChannels IDAvailableIntegrator 246	IntegratorSPI
DetectionChannels IDAvailableIntegrator 247	IntegratorSPI
DetectionChannels IDAvailableIntegrator 248	IntegratorSPI
DetectionChannels IDAvailableIntegrator 25	IntegratorSPI
DetectionChannels IDAvailableIntegrator 252	IntegratorD
DetectionChannels IDAvailableIntegrator 253	IntegratorSPI
DetectionChannels IDAvailableIntegrator 254	IntegratorSPI
DetectionChannels IDAvailableIntegrator 255	IntegratorSPI
DetectionChannels IDAvailableIntegrator 256	IntegratorSPI
DetectionChannels IDAvailableIntegrator 257	IntegratorSPI
DetectionChannels IDAvailableIntegrator 258	IntegratorSPI
DetectionChannels IDAvailableIntegrator 259	IntegratorSPI
DetectionChannels IDAvailableIntegrator 26	IntegratorSPI
DetectionChannels IDAvailableIntegrator 260	IntegratorSPI
DetectionChannels IDAvailableIntegrator 264	IntegratorD
DetectionChannels IDAvailableIntegrator 265	IntegratorSPI
DetectionChannels IDAvailableIntegrator 266	IntegratorSPI
DetectionChannels IDAvailableIntegrator 267	IntegratorSPI
DetectionChannels IDAvailableIntegrator 268	IntegratorSPI
DetectionChannels IDAvailableIntegrator 269	IntegratorSPI
DetectionChannels IDAvailableIntegrator 27	IntegratorSPI
DetectionChannels IDAvailableIntegrator 270	IntegratorSPI
DetectionChannels IDAvailableIntegrator 271	IntegratorSPI
DetectionChannels IDAvailableIntegrator 272	IntegratorSPI
DetectionChannels IDAvailableIntegrator 276	IntegratorD
DetectionChannels IDAvailableIntegrator 277	IntegratorSPI
DetectionChannels IDAvailableIntegrator 278	IntegratorSPI
DetectionChannels IDAvailableIntegrator 279	IntegratorSPI
DetectionChannels IDAvailableIntegrator 28	IntegratorSPI
DetectionChannels IDAvailableIntegrator 280	IntegratorSPI
DetectionChannels IDAvailableIntegrator 281	IntegratorSPI
DetectionChannels IDAvailableIntegrator 282	IntegratorSPI
DetectionChannels IDAvailableIntegrator 283	IntegratorSPI
DetectionChannels IDAvailableIntegrator 284	IntegratorSPI
DetectionChannels IDAvailableIntegrator 288	IntegratorD
DetectionChannels IDAvailableIntegrator 289	IntegratorSPI
DetectionChannels IDAvailableIntegrator 29	IntegratorSPI
DetectionChannels IDAvailableIntegrator 290	IntegratorSPI
DetectionChannels IDAvailableIntegrator 291	IntegratorSPI
DetectionChannels IDAvailableIntegrator 292	IntegratorSPI
DetectionChannels IDAvailableIntegrator 293	IntegratorSPI
DetectionChannels IDAvailableIntegrator 294	IntegratorSPI
DetectionChannels IDAvailableIntegrator 295	IntegratorSPI
DetectionChannels IDAvailableIntegrator 296	IntegratorSPI
DetectionChannels IDAvailableIntegrator 3	IntegratorSPI
DetectionChannels IDAvailableIntegrator 30	IntegratorSPI
DetectionChannels IDAvailableIntegrator 300	IntegratorD
DetectionChannels IDAvailableIntegrator 301	IntegratorSPI
DetectionChannels IDAvailableIntegrator 302	IntegratorSPI
DetectionChannels IDAvailableIntegrator 303	IntegratorSPI
DetectionChannels IDAvailableIntegrator 304	IntegratorSPI
DetectionChannels IDAvailableIntegrator 305	IntegratorSPI
DetectionChannels IDAvailableIntegrator 306	IntegratorSPI
DetectionChannels IDAvailableIntegrator 307	IntegratorSPI
DetectionChannels IDAvailableIntegrator 308	IntegratorSPI
DetectionChannels IDAvailableIntegrator 31	IntegratorSPI
DetectionChannels IDAvailableIntegrator 312	IntegratorD
DetectionChannels IDAvailableIntegrator 313	IntegratorSPI
DetectionChannels IDAvailableIntegrator 314	IntegratorSPI
DetectionChannels IDAvailableIntegrator 315	IntegratorSPI
DetectionChannels IDAvailableIntegrator 316	IntegratorSPI
DetectionChannels IDAvailableIntegrator 317	IntegratorSPI
DetectionChannels IDAvailableIntegrator 318	IntegratorSPI
DetectionChannels IDAvailableIntegrator 319	IntegratorSPI
DetectionChannels IDAvailableIntegrator 32	IntegratorSPI
DetectionChannels IDAvailableIntegrator 320	IntegratorSPI
DetectionChannels IDAvailableIntegrator 324	IntegratorD
DetectionChannels IDAvailableIntegrator 325	IntegratorSPI
DetectionChannels IDAvailableIntegrator 326	IntegratorSPI
DetectionChannels IDAvailableIntegrator 327	IntegratorSPI
DetectionChannels IDAvailableIntegrator 328	IntegratorSPI
DetectionChannels IDAvailableIntegrator 329	IntegratorSPI
DetectionChannels IDAvailableIntegrator 330	IntegratorSPI
DetectionChannels IDAvailableIntegrator 331	IntegratorSPI
DetectionChannels IDAvailableIntegrator 332	IntegratorSPI
DetectionChannels IDAvailableIntegrator 336	IntegratorD
DetectionChannels IDAvailableIntegrator 337	IntegratorSPI
DetectionChannels IDAvailableIntegrator 338	IntegratorSPI
DetectionChannels IDAvailableIntegrator 339	IntegratorSPI
DetectionChannels IDAvailableIntegrator 340	IntegratorSPI
DetectionChannels IDAvailableIntegrator 341	IntegratorSPI
DetectionChannels IDAvailableIntegrator 342	IntegratorSPI
DetectionChannels IDAvailableIntegrator 343	IntegratorSPI
DetectionChannels IDAvailableIntegrator 344	IntegratorSPI
DetectionChannels IDAvailableIntegrator 345	IntegratorSPI
DetectionChannels IDAvailableIntegrator 346	IntegratorSPI
DetectionChannels IDAvailableIntegrator 350	IntegratorD
DetectionChannels IDAvailableIntegrator 351	IntegratorSPI
DetectionChannels IDAvailableIntegrator 352	IntegratorSPI
DetectionChannels IDAvailableIntegrator 353	IntegratorSPI
DetectionChannels IDAvailableIntegrator 354	IntegratorSPI
DetectionChannels IDAvailableIntegrator 358	IntegratorD
DetectionChannels IDAvailableIntegrator 359	IntegratorSPI
DetectionChannels IDAvailableIntegrator 36	IntegratorD
DetectionChannels IDAvailableIntegrator 360	IntegratorSPI
DetectionChannels IDAvailableIntegrator 361	IntegratorSPI
DetectionChannels IDAvailableIntegrator 362	IntegratorSPI
DetectionChannels IDAvailableIntegrator 363	IntegratorSPI
DetectionChannels IDAvailableIntegrator 364	IntegratorSPI
DetectionChannels IDAvailableIntegrator 365	IntegratorSPI
DetectionChannels IDAvailableIntegrator 366	IntegratorSPI
DetectionChannels IDAvailableIntegrator 367	IntegratorSPI
DetectionChannels IDAvailableIntegrator 368	IntegratorSPI
DetectionChannels IDAvailableIntegrator 37	IntegratorSPI
DetectionChannels IDAvailableIntegrator 372	IntegratorD
DetectionChannels IDAvailableIntegrator 373	IntegratorSPI
DetectionChannels IDAvailableIntegrator 374	IntegratorSPI
DetectionChannels IDAvailableIntegrator 375	IntegratorSPI
DetectionChannels IDAvailableIntegrator 376	IntegratorSPI
DetectionChannels IDAvailableIntegrator 377	IntegratorSPI
DetectionChannels IDAvailableIntegrator 378	IntegratorSPI
DetectionChannels IDAvailableIntegrator 379	IntegratorSPI
DetectionChannels IDAvailableIntegrator 38	IntegratorSPI
DetectionChannels IDAvailableIntegrator 380	IntegratorSPI
DetectionChannels IDAvailableIntegrator 384	IntegratorD
DetectionChannels IDAvailableIntegrator 385	IntegratorSPI
DetectionChannels IDAvailableIntegrator 386	IntegratorSPI
DetectionChannels IDAvailableIntegrator 387	IntegratorSPI
DetectionChannels IDAvailableIntegrator 388	IntegratorSPI
DetectionChannels IDAvailableIntegrator 389	IntegratorSPI
DetectionChannels IDAvailableIntegrator 39	IntegratorSPI
DetectionChannels IDAvailableIntegrator 390	IntegratorSPI
DetectionChannels IDAvailableIntegrator 391	IntegratorSPI
DetectionChannels IDAvailableIntegrator 392	IntegratorSPI
DetectionChannels IDAvailableIntegrator 393	IntegratorSPI
DetectionChannels IDAvailableIntegrator 394	IntegratorSPI
DetectionChannels IDAvailableIntegrator 398	IntegratorD
DetectionChannels IDAvailableIntegrator 399	IntegratorSPI
DetectionChannels IDAvailableIntegrator 4	IntegratorSPI
DetectionChannels IDAvailableIntegrator 40	IntegratorSPI
DetectionChannels IDAvailableIntegrator 400	IntegratorSPI
DetectionChannels IDAvailableIntegrator 401	IntegratorSPI
DetectionChannels IDAvailableIntegrator 402	IntegratorSPI
DetectionChannels IDAvailableIntegrator 403	IntegratorSPI
DetectionChannels IDAvailableIntegrator 404	IntegratorSPI
DetectionChannels IDAvailableIntegrator 405	IntegratorSPI
DetectionChannels IDAvailableIntegrator 406	IntegratorSPI
DetectionChannels IDAvailableIntegrator 41	IntegratorSPI
DetectionChannels IDAvailableIntegrator 410	IntegratorD
DetectionChannels IDAvailableIntegrator 411	IntegratorSPI
DetectionChannels IDAvailableIntegrator 412	IntegratorSPI
DetectionChannels IDAvailableIntegrator 413	IntegratorSPI
DetectionChannels IDAvailableIntegrator 414	IntegratorSPI
DetectionChannels IDAvailableIntegrator 415	IntegratorSPI
DetectionChannels IDAvailableIntegrator 416	IntegratorSPI
DetectionChannels IDAvailableIntegrator 417	IntegratorSPI
DetectionChannels IDAvailableIntegrator 418	IntegratorSPI
DetectionChannels IDAvailableIntegrator 42	IntegratorSPI
DetectionChannels IDAvailableIntegrator 422	IntegratorD
DetectionChannels IDAvailableIntegrator 423	IntegratorSPI
DetectionChannels IDAvailableIntegrator 424	IntegratorSPI
DetectionChannels IDAvailableIntegrator 428	IntegratorD
DetectionChannels IDAvailableIntegrator 429	IntegratorSPI
DetectionChannels IDAvailableIntegrator 43	IntegratorSPI
DetectionChannels IDAvailableIntegrator 430	IntegratorSPI
DetectionChannels IDAvailableIntegrator 431	IntegratorSPI
DetectionChannels IDAvailableIntegrator 432	IntegratorSPI
DetectionChannels IDAvailableIntegrator 44	IntegratorSPI
DetectionChannels IDAvailableIntegrator 48	IntegratorD
DetectionChannels IDAvailableIntegrator 49	IntegratorSPI
DetectionChannels IDAvailableIntegrator 5	IntegratorSPI
DetectionChannels IDAvailableIntegrator 50	IntegratorSPI
DetectionChannels IDAvailableIntegrator 51	IntegratorSPI
DetectionChannels IDAvailableIntegrator 52	IntegratorSPI
DetectionChannels IDAvailableIntegrator 53	IntegratorSPI
DetectionChannels IDAvailableIntegrator 54	IntegratorSPI
DetectionChannels IDAvailableIntegrator 55	IntegratorSPI
DetectionChannels IDAvailableIntegrator 56	IntegratorSPI
DetectionChannels IDAvailableIntegrator 6	IntegratorSPI
DetectionChannels IDAvailableIntegrator 60	IntegratorD
DetectionChannels IDAvailableIntegrator 61	IntegratorSPI
DetectionChannels IDAvailableIntegrator 62	IntegratorSPI
DetectionChannels IDAvailableIntegrator 63	IntegratorSPI
DetectionChannels IDAvailableIntegrator 64	IntegratorSPI
DetectionChannels IDAvailableIntegrator 65	IntegratorSPI
DetectionChannels IDAvailableIntegrator 66	IntegratorSPI
DetectionChannels IDAvailableIntegrator 67	IntegratorSPI
DetectionChannels IDAvailableIntegrator 68	IntegratorSPI
DetectionChannels IDAvailableIntegrator 7	IntegratorSPI
DetectionChannels IDAvailableIntegrator 72	IntegratorD
DetectionChannels IDAvailableIntegrator 73	IntegratorSPI
DetectionChannels IDAvailableIntegrator 74	IntegratorSPI
DetectionChannels IDAvailableIntegrator 75	IntegratorSPI
DetectionChannels IDAvailableIntegrator 76	IntegratorSPI
DetectionChannels IDAvailableIntegrator 77	IntegratorSPI
DetectionChannels IDAvailableIntegrator 78	IntegratorSPI
DetectionChannels IDAvailableIntegrator 79	IntegratorSPI
DetectionChannels IDAvailableIntegrator 8	IntegratorSPI
DetectionChannels IDAvailableIntegrator 80	IntegratorSPI
DetectionChannels IDAvailableIntegrator 84	IntegratorD
DetectionChannels IDAvailableIntegrator 85	IntegratorSPI
DetectionChannels IDAvailableIntegrator 86	IntegratorSPI
DetectionChannels IDAvailableIntegrator 87	IntegratorSPI
DetectionChannels IDAvailableIntegrator 88	IntegratorSPI
DetectionChannels IDAvailableIntegrator 89	IntegratorSPI
DetectionChannels IDAvailableIntegrator 90	IntegratorSPI
DetectionChannels IDAvailableIntegrator 91	IntegratorSPI
DetectionChannels IDAvailableIntegrator 92	IntegratorSPI
DetectionChannels IDAvailableIntegrator 93	IntegratorSPI
DetectionChannels IDAvailableIntegrator 94	IntegratorSPI
DetectionChannels IDAvailableIntegrator 98	IntegratorD
DetectionChannels IDAvailableIntegrator 99	IntegratorSPI
DetectionChannels IDAvailablePinhole 1	PH1
DetectionChannels IDAvailablePinhole 10	PH2
DetectionChannels IDAvailablePinhole 100	PH1
DetectionChannels IDAvailablePinhole 101	PH1
DetectionChannels IDAvailablePinhole 102	PH1
DetectionChannels IDAvailablePinhole 103	PH1
DetectionChannels IDAvailablePinhole 104	PH2
DetectionChannels IDAvailablePinhole 105	PH3
DetectionChannels IDAvailablePinhole 107	PH1
DetectionChannels IDAvailablePinhole 108	PH1
DetectionChannels IDAvailablePinhole 109	PH1
DetectionChannels IDAvailablePinhole 11	PH3
DetectionChannels IDAvailablePinhole 110	PH1
DetectionChannels IDAvailablePinhole 111	PH1
DetectionChannels IDAvailablePinhole 112	PH1
DetectionChannels IDAvailablePinhole 113	PH1
DetectionChannels IDAvailablePinhole 114	PH1
DetectionChannels IDAvailablePinhole 115	PH1
DetectionChannels IDAvailablePinhole 116	PH1
DetectionChannels IDAvailablePinhole 117	PH1
DetectionChannels IDAvailablePinhole 118	PH2
DetectionChannels IDAvailablePinhole 119	PH3
DetectionChannels IDAvailablePinhole 121	PH1
DetectionChannels IDAvailablePinhole 122	PH1
DetectionChannels IDAvailablePinhole 123	PH1
DetectionChannels IDAvailablePinhole 124	PH1
DetectionChannels IDAvailablePinhole 125	PH1
DetectionChannels IDAvailablePinhole 126	PH1
DetectionChannels IDAvailablePinhole 127	PH1
DetectionChannels IDAvailablePinhole 128	PH1
DetectionChannels IDAvailablePinhole 129	PH1
DetectionChannels IDAvailablePinhole 13	PH1
DetectionChannels IDAvailablePinhole 130	PH2
DetectionChannels IDAvailablePinhole 131	PH3
DetectionChannels IDAvailablePinhole 133	PH1
DetectionChannels IDAvailablePinhole 134	PH1
DetectionChannels IDAvailablePinhole 135	PH1
DetectionChannels IDAvailablePinhole 136	PH1
DetectionChannels IDAvailablePinhole 137	PH1
DetectionChannels IDAvailablePinhole 138	PH1
DetectionChannels IDAvailablePinhole 139	PH1
DetectionChannels IDAvailablePinhole 14	PH1
DetectionChannels IDAvailablePinhole 140	PH1
DetectionChannels IDAvailablePinhole 141	PH1
DetectionChannels IDAvailablePinhole 142	PH2
DetectionChannels IDAvailablePinhole 143	PH3
DetectionChannels IDAvailablePinhole 145	PH1
DetectionChannels IDAvailablePinhole 146	PH1
DetectionChannels IDAvailablePinhole 147	PH1
DetectionChannels IDAvailablePinhole 148	PH1
DetectionChannels IDAvailablePinhole 149	PH1
DetectionChannels IDAvailablePinhole 15	PH1
DetectionChannels IDAvailablePinhole 150	PH1
DetectionChannels IDAvailablePinhole 151	PH1
DetectionChannels IDAvailablePinhole 152	PH1
DetectionChannels IDAvailablePinhole 153	PH1
DetectionChannels IDAvailablePinhole 154	PH2
DetectionChannels IDAvailablePinhole 155	PH3
DetectionChannels IDAvailablePinhole 157	PH1
DetectionChannels IDAvailablePinhole 158	PH1
DetectionChannels IDAvailablePinhole 159	PH1
DetectionChannels IDAvailablePinhole 16	PH1
DetectionChannels IDAvailablePinhole 160	PH1
DetectionChannels IDAvailablePinhole 161	PH1
DetectionChannels IDAvailablePinhole 162	PH1
DetectionChannels IDAvailablePinhole 163	PH1
DetectionChannels IDAvailablePinhole 164	PH1
DetectionChannels IDAvailablePinhole 165	PH1
DetectionChannels IDAvailablePinhole 166	PH2
DetectionChannels IDAvailablePinhole 167	PH3
DetectionChannels IDAvailablePinhole 169	PH1
DetectionChannels IDAvailablePinhole 17	PH1
DetectionChannels IDAvailablePinhole 170	PH1
DetectionChannels IDAvailablePinhole 171	PH1
DetectionChannels IDAvailablePinhole 172	PH1
DetectionChannels IDAvailablePinhole 173	PH1
DetectionChannels IDAvailablePinhole 174	PH1
DetectionChannels IDAvailablePinhole 175	PH1
DetectionChannels IDAvailablePinhole 176	PH1
DetectionChannels IDAvailablePinhole 177	PH1
DetectionChannels IDAvailablePinhole 178	PH2
DetectionChannels IDAvailablePinhole 179	PH3
DetectionChannels IDAvailablePinhole 18	PH1
DetectionChannels IDAvailablePinhole 181	PH1
DetectionChannels IDAvailablePinhole 182	PH1
DetectionChannels IDAvailablePinhole 183	PH1
DetectionChannels IDAvailablePinhole 184	PH1
DetectionChannels IDAvailablePinhole 185	PH1
DetectionChannels IDAvailablePinhole 186	PH1
DetectionChannels IDAvailablePinhole 187	PH1
DetectionChannels IDAvailablePinhole 188	PH1
DetectionChannels IDAvailablePinhole 189	PH1
DetectionChannels IDAvailablePinhole 19	PH1
DetectionChannels IDAvailablePinhole 190	PH2
DetectionChannels IDAvailablePinhole 191	PH3
DetectionChannels IDAvailablePinhole 193	PH1
DetectionChannels IDAvailablePinhole 194	PH1
DetectionChannels IDAvailablePinhole 195	PH1
DetectionChannels IDAvailablePinhole 196	PH1
DetectionChannels IDAvailablePinhole 197	PH1
DetectionChannels IDAvailablePinhole 198	PH1
DetectionChannels IDAvailablePinhole 199	PH1
DetectionChannels IDAvailablePinhole 2	PH1
DetectionChannels IDAvailablePinhole 20	PH1
DetectionChannels IDAvailablePinhole 200	PH1
DetectionChannels IDAvailablePinhole 201	PH1
DetectionChannels IDAvailablePinhole 202	PH1
DetectionChannels IDAvailablePinhole 203	PH1
DetectionChannels IDAvailablePinhole 204	PH2
DetectionChannels IDAvailablePinhole 205	PH3
DetectionChannels IDAvailablePinhole 207	PH1
DetectionChannels IDAvailablePinhole 208	PH1
DetectionChannels IDAvailablePinhole 209	PH1
DetectionChannels IDAvailablePinhole 21	PH1
DetectionChannels IDAvailablePinhole 210	PH1
DetectionChannels IDAvailablePinhole 211	PH1
DetectionChannels IDAvailablePinhole 212	PH2
DetectionChannels IDAvailablePinhole 213	PH3
DetectionChannels IDAvailablePinhole 215	PH1
DetectionChannels IDAvailablePinhole 216	PH1
DetectionChannels IDAvailablePinhole 217	PH1
DetectionChannels IDAvailablePinhole 218	PH1
DetectionChannels IDAvailablePinhole 219	PH1
DetectionChannels IDAvailablePinhole 22	PH2
DetectionChannels IDAvailablePinhole 220	PH1
DetectionChannels IDAvailablePinhole 221	PH1
DetectionChannels IDAvailablePinhole 222	PH1
DetectionChannels IDAvailablePinhole 223	PH1
DetectionChannels IDAvailablePinhole 224	PH1
DetectionChannels IDAvailablePinhole 225	PH1
DetectionChannels IDAvailablePinhole 226	PH2
DetectionChannels IDAvailablePinhole 227	PH3
DetectionChannels IDAvailablePinhole 229	PH1
DetectionChannels IDAvailablePinhole 23	PH3
DetectionChannels IDAvailablePinhole 230	PH1
DetectionChannels IDAvailablePinhole 231	PH1
DetectionChannels IDAvailablePinhole 232	PH1
DetectionChannels IDAvailablePinhole 233	PH1
DetectionChannels IDAvailablePinhole 234	PH1
DetectionChannels IDAvailablePinhole 235	PH1
DetectionChannels IDAvailablePinhole 236	PH1
DetectionChannels IDAvailablePinhole 237	PH1
DetectionChannels IDAvailablePinhole 238	PH2
DetectionChannels IDAvailablePinhole 239	PH3
DetectionChannels IDAvailablePinhole 241	PH1
DetectionChannels IDAvailablePinhole 242	PH1
DetectionChannels IDAvailablePinhole 243	PH1
DetectionChannels IDAvailablePinhole 244	PH1
DetectionChannels IDAvailablePinhole 245	PH1
DetectionChannels IDAvailablePinhole 246	PH1
DetectionChannels IDAvailablePinhole 247	PH1
DetectionChannels IDAvailablePinhole 248	PH1
DetectionChannels IDAvailablePinhole 249	PH1
DetectionChannels IDAvailablePinhole 25	PH1
DetectionChannels IDAvailablePinhole 250	PH2
DetectionChannels IDAvailablePinhole 251	PH3
DetectionChannels IDAvailablePinhole 253	PH1
DetectionChannels IDAvailablePinhole 254	PH1
DetectionChannels IDAvailablePinhole 255	PH1
DetectionChannels IDAvailablePinhole 256	PH1
DetectionChannels IDAvailablePinhole 257	PH1
DetectionChannels IDAvailablePinhole 258	PH1
DetectionChannels IDAvailablePinhole 259	PH1
DetectionChannels IDAvailablePinhole 26	PH1
DetectionChannels IDAvailablePinhole 260	PH1
DetectionChannels IDAvailablePinhole 261	PH1
DetectionChannels IDAvailablePinhole 262	PH2
DetectionChannels IDAvailablePinhole 263	PH3
DetectionChannels IDAvailablePinhole 265	PH1
DetectionChannels IDAvailablePinhole 266	PH1
DetectionChannels IDAvailablePinhole 267	PH1
DetectionChannels IDAvailablePinhole 268	PH1
DetectionChannels IDAvailablePinhole 269	PH1
DetectionChannels IDAvailablePinhole 27	PH1
DetectionChannels IDAvailablePinhole 270	PH1
DetectionChannels IDAvailablePinhole 271	PH1
DetectionChannels IDAvailablePinhole 272	PH1
DetectionChannels IDAvailablePinhole 273	PH1
DetectionChannels IDAvailablePinhole 274	PH2
DetectionChannels IDAvailablePinhole 275	PH3
DetectionChannels IDAvailablePinhole 277	PH1
DetectionChannels IDAvailablePinhole 278	PH1
DetectionChannels IDAvailablePinhole 279	PH1
DetectionChannels IDAvailablePinhole 28	PH1
DetectionChannels IDAvailablePinhole 280	PH1
DetectionChannels IDAvailablePinhole 281	PH1
DetectionChannels IDAvailablePinhole 282	PH1
DetectionChannels IDAvailablePinhole 283	PH1
DetectionChannels IDAvailablePinhole 284	PH1
DetectionChannels IDAvailablePinhole 285	PH1
DetectionChannels IDAvailablePinhole 286	PH2
DetectionChannels IDAvailablePinhole 287	PH3
DetectionChannels IDAvailablePinhole 289	PH1
DetectionChannels IDAvailablePinhole 29	PH1
DetectionChannels IDAvailablePinhole 290	PH1
DetectionChannels IDAvailablePinhole 291	PH1
DetectionChannels IDAvailablePinhole 292	PH1
DetectionChannels IDAvailablePinhole 293	PH1
DetectionChannels IDAvailablePinhole 294	PH1
DetectionChannels IDAvailablePinhole 295	PH1
DetectionChannels IDAvailablePinhole 296	PH1
DetectionChannels IDAvailablePinhole 297	PH1
DetectionChannels IDAvailablePinhole 298	PH2
DetectionChannels IDAvailablePinhole 299	PH3
DetectionChannels IDAvailablePinhole 3	PH1
DetectionChannels IDAvailablePinhole 30	PH1
DetectionChannels IDAvailablePinhole 301	PH1
DetectionChannels IDAvailablePinhole 302	PH1
DetectionChannels IDAvailablePinhole 303	PH1
DetectionChannels IDAvailablePinhole 304	PH1
DetectionChannels IDAvailablePinhole 305	PH1
DetectionChannels IDAvailablePinhole 306	PH1
DetectionChannels IDAvailablePinhole 307	PH1
DetectionChannels IDAvailablePinhole 308	PH1
DetectionChannels IDAvailablePinhole 309	PH1
DetectionChannels IDAvailablePinhole 31	PH1
DetectionChannels IDAvailablePinhole 310	PH2
DetectionChannels IDAvailablePinhole 311	PH3
DetectionChannels IDAvailablePinhole 313	PH1
DetectionChannels IDAvailablePinhole 314	PH1
DetectionChannels IDAvailablePinhole 315	PH1
DetectionChannels IDAvailablePinhole 316	PH1
DetectionChannels IDAvailablePinhole 317	PH1
DetectionChannels IDAvailablePinhole 318	PH1
DetectionChannels IDAvailablePinhole 319	PH1
DetectionChannels IDAvailablePinhole 32	PH1
DetectionChannels IDAvailablePinhole 320	PH1
DetectionChannels IDAvailablePinhole 321	PH1
DetectionChannels IDAvailablePinhole 322	PH2
DetectionChannels IDAvailablePinhole 323	PH3
DetectionChannels IDAvailablePinhole 325	PH1
DetectionChannels IDAvailablePinhole 326	PH1
DetectionChannels IDAvailablePinhole 327	PH1
DetectionChannels IDAvailablePinhole 328	PH1
DetectionChannels IDAvailablePinhole 329	PH1
DetectionChannels IDAvailablePinhole 33	PH1
DetectionChannels IDAvailablePinhole 330	PH1
DetectionChannels IDAvailablePinhole 331	PH1
DetectionChannels IDAvailablePinhole 332	PH1
DetectionChannels IDAvailablePinhole 333	PH1
DetectionChannels IDAvailablePinhole 334	PH2
DetectionChannels IDAvailablePinhole 335	PH3
DetectionChannels IDAvailablePinhole 337	PH1
DetectionChannels IDAvailablePinhole 338	PH1
DetectionChannels IDAvailablePinhole 339	PH1
DetectionChannels IDAvailablePinhole 34	PH2
DetectionChannels IDAvailablePinhole 340	PH1
DetectionChannels IDAvailablePinhole 341	PH1
DetectionChannels IDAvailablePinhole 342	PH1
DetectionChannels IDAvailablePinhole 343	PH1
DetectionChannels IDAvailablePinhole 344	PH1
DetectionChannels IDAvailablePinhole 345	PH1
DetectionChannels IDAvailablePinhole 346	PH1
DetectionChannels IDAvailablePinhole 347	PH1
DetectionChannels IDAvailablePinhole 348	PH2
DetectionChannels IDAvailablePinhole 349	PH3
DetectionChannels IDAvailablePinhole 35	PH3
DetectionChannels IDAvailablePinhole 351	PH1
DetectionChannels IDAvailablePinhole 352	PH1
DetectionChannels IDAvailablePinhole 353	PH1
DetectionChannels IDAvailablePinhole 354	PH1
DetectionChannels IDAvailablePinhole 355	PH1
DetectionChannels IDAvailablePinhole 356	PH2
DetectionChannels IDAvailablePinhole 357	PH3
DetectionChannels IDAvailablePinhole 359	PH1
DetectionChannels IDAvailablePinhole 360	PH1
DetectionChannels IDAvailablePinhole 361	PH1
DetectionChannels IDAvailablePinhole 362	PH1
DetectionChannels IDAvailablePinhole 363	PH1
DetectionChannels IDAvailablePinhole 364	PH1
DetectionChannels IDAvailablePinhole 365	PH1
DetectionChannels IDAvailablePinhole 366	PH1
DetectionChannels IDAvailablePinhole 367	PH1
DetectionChannels IDAvailablePinhole 368	PH1
DetectionChannels IDAvailablePinhole 369	PH1
DetectionChannels IDAvailablePinhole 37	PH1
DetectionChannels IDAvailablePinhole 370	PH2
DetectionChannels IDAvailablePinhole 371	PH3
DetectionChannels IDAvailablePinhole 373	PH1
DetectionChannels IDAvailablePinhole 374	PH1
DetectionChannels IDAvailablePinhole 375	PH1
DetectionChannels IDAvailablePinhole 376	PH1
DetectionChannels IDAvailablePinhole 377	PH1
DetectionChannels IDAvailablePinhole 378	PH1
DetectionChannels IDAvailablePinhole 379	PH1
DetectionChannels IDAvailablePinhole 38	PH1
DetectionChannels IDAvailablePinhole 380	PH1
DetectionChannels IDAvailablePinhole 381	PH1
DetectionChannels IDAvailablePinhole 382	PH2
DetectionChannels IDAvailablePinhole 383	PH3
DetectionChannels IDAvailablePinhole 385	PH1
DetectionChannels IDAvailablePinhole 386	PH1
DetectionChannels IDAvailablePinhole 387	PH1
DetectionChannels IDAvailablePinhole 388	PH1
DetectionChannels IDAvailablePinhole 389	PH1
DetectionChannels IDAvailablePinhole 39	PH1
DetectionChannels IDAvailablePinhole 390	PH1
DetectionChannels IDAvailablePinhole 391	PH1
DetectionChannels IDAvailablePinhole 392	PH1
DetectionChannels IDAvailablePinhole 393	PH1
DetectionChannels IDAvailablePinhole 394	PH1
DetectionChannels IDAvailablePinhole 395	PH1
DetectionChannels IDAvailablePinhole 396	PH2
DetectionChannels IDAvailablePinhole 397	PH3
DetectionChannels IDAvailablePinhole 399	PH1
DetectionChannels IDAvailablePinhole 4	PH1
DetectionChannels IDAvailablePinhole 40	PH1
DetectionChannels IDAvailablePinhole 400	PH1
DetectionChannels IDAvailablePinhole 401	PH1
DetectionChannels IDAvailablePinhole 402	PH1
DetectionChannels IDAvailablePinhole 403	PH1
DetectionChannels IDAvailablePinhole 404	PH1
DetectionChannels IDAvailablePinhole 405	PH1
DetectionChannels IDAvailablePinhole 406	PH1
DetectionChannels IDAvailablePinhole 407	PH1
DetectionChannels IDAvailablePinhole 408	PH2
DetectionChannels IDAvailablePinhole 409	PH3
DetectionChannels IDAvailablePinhole 41	PH1
DetectionChannels IDAvailablePinhole 411	PH1
DetectionChannels IDAvailablePinhole 412	PH1
DetectionChannels IDAvailablePinhole 413	PH1
DetectionChannels IDAvailablePinhole 414	PH1
DetectionChannels IDAvailablePinhole 415	PH1
DetectionChannels IDAvailablePinhole 416	PH1
DetectionChannels IDAvailablePinhole 417	PH1
DetectionChannels IDAvailablePinhole 418	PH1
DetectionChannels IDAvailablePinhole 419	PH1
DetectionChannels IDAvailablePinhole 42	PH1
DetectionChannels IDAvailablePinhole 420	PH2
DetectionChannels IDAvailablePinhole 421	PH3
DetectionChannels IDAvailablePinhole 423	PH1
DetectionChannels IDAvailablePinhole 424	PH1
DetectionChannels IDAvailablePinhole 425	PH1
DetectionChannels IDAvailablePinhole 426	PH2
DetectionChannels IDAvailablePinhole 427	PH3
DetectionChannels IDAvailablePinhole 429	PH1
DetectionChannels IDAvailablePinhole 43	PH1
DetectionChannels IDAvailablePinhole 430	PH1
DetectionChannels IDAvailablePinhole 431	PH1
DetectionChannels IDAvailablePinhole 432	PH1
DetectionChannels IDAvailablePinhole 44	PH1
DetectionChannels IDAvailablePinhole 45	PH1
DetectionChannels IDAvailablePinhole 46	PH2
DetectionChannels IDAvailablePinhole 47	PH3
DetectionChannels IDAvailablePinhole 49	PH1
DetectionChannels IDAvailablePinhole 5	PH1
DetectionChannels IDAvailablePinhole 50	PH1
DetectionChannels IDAvailablePinhole 51	PH1
DetectionChannels IDAvailablePinhole 52	PH1
DetectionChannels IDAvailablePinhole 53	PH1
DetectionChannels IDAvailablePinhole 54	PH1
DetectionChannels IDAvailablePinhole 55	PH1
DetectionChannels IDAvailablePinhole 56	PH1
DetectionChannels IDAvailablePinhole 57	PH1
DetectionChannels IDAvailablePinhole 58	PH2
DetectionChannels IDAvailablePinhole 59	PH3
DetectionChannels IDAvailablePinhole 6	PH1
DetectionChannels IDAvailablePinhole 61	PH1
DetectionChannels IDAvailablePinhole 62	PH1
DetectionChannels IDAvailablePinhole 63	PH1
DetectionChannels IDAvailablePinhole 64	PH1
DetectionChannels IDAvailablePinhole 65	PH1
DetectionChannels IDAvailablePinhole 66	PH1
DetectionChannels IDAvailablePinhole 67	PH1
DetectionChannels IDAvailablePinhole 68	PH1
DetectionChannels IDAvailablePinhole 69	PH1
DetectionChannels IDAvailablePinhole 7	PH1
DetectionChannels IDAvailablePinhole 70	PH2
DetectionChannels IDAvailablePinhole 71	PH3
DetectionChannels IDAvailablePinhole 73	PH1
DetectionChannels IDAvailablePinhole 74	PH1
DetectionChannels IDAvailablePinhole 75	PH1
DetectionChannels IDAvailablePinhole 76	PH1
DetectionChannels IDAvailablePinhole 77	PH1
DetectionChannels IDAvailablePinhole 78	PH1
DetectionChannels IDAvailablePinhole 79	PH1
DetectionChannels IDAvailablePinhole 8	PH1
DetectionChannels IDAvailablePinhole 80	PH1
DetectionChannels IDAvailablePinhole 81	PH1
DetectionChannels IDAvailablePinhole 82	PH2
DetectionChannels IDAvailablePinhole 83	PH3
DetectionChannels IDAvailablePinhole 85	PH1
DetectionChannels IDAvailablePinhole 86	PH1
DetectionChannels IDAvailablePinhole 87	PH1
DetectionChannels IDAvailablePinhole 88	PH1
DetectionChannels IDAvailablePinhole 89	PH1
DetectionChannels IDAvailablePinhole 9	PH1
DetectionChannels IDAvailablePinhole 90	PH1
DetectionChannels IDAvailablePinhole 91	PH1
DetectionChannels IDAvailablePinhole 92	PH1
DetectionChannels IDAvailablePinhole 93	PH1
DetectionChannels IDAvailablePinhole 94	PH1
DetectionChannels IDAvailablePinhole 95	PH1
DetectionChannels IDAvailablePinhole 96	PH2
DetectionChannels IDAvailablePinhole 97	PH3
DetectionChannels IDAvailablePinhole 99	PH1
DetectionChannels IDAvailablePointDetector 1	PmtSPI1
DetectionChannels IDAvailablePointDetector 10	Pmt2
DetectionChannels IDAvailablePointDetector 100	PmtSPI1
DetectionChannels IDAvailablePointDetector 101	PmtSPI1
DetectionChannels IDAvailablePointDetector 102	PmtSPI1
DetectionChannels IDAvailablePointDetector 103	PmtSPI1
DetectionChannels IDAvailablePointDetector 104	Pmt2
DetectionChannels IDAvailablePointDetector 105	Pmt3
DetectionChannels IDAvailablePointDetector 106	PmtD
DetectionChannels IDAvailablePointDetector 107	PmtSPI1
DetectionChannels IDAvailablePointDetector 108	PmtSPI1
DetectionChannels IDAvailablePointDetector 109	PmtSPI1
DetectionChannels IDAvailablePointDetector 11	Pmt3
DetectionChannels IDAvailablePointDetector 110	PmtSPI1
DetectionChannels IDAvailablePointDetector 111	PmtSPI1
DetectionChannels IDAvailablePointDetector 112	PmtSPI1
DetectionChannels IDAvailablePointDetector 113	PmtSPI1
DetectionChannels IDAvailablePointDetector 114	PmtSPI1
DetectionChannels IDAvailablePointDetector 115	PmtSPI1
DetectionChannels IDAvailablePointDetector 116	PmtSPI1
DetectionChannels IDAvailablePointDetector 117	PmtSPI1
DetectionChannels IDAvailablePointDetector 118	Pmt2
DetectionChannels IDAvailablePointDetector 119	Pmt3
DetectionChannels IDAvailablePointDetector 12	PmtD
DetectionChannels IDAvailablePointDetector 120	PmtD
DetectionChannels IDAvailablePointDetector 121	PmtSPI1
DetectionChannels IDAvailablePointDetector 122	PmtSPI1
DetectionChannels IDAvailablePointDetector 123	PmtSPI1
DetectionChannels IDAvailablePointDetector 124	PmtSPI1
DetectionChannels IDAvailablePointDetector 125	PmtSPI1
DetectionChannels IDAvailablePointDetector 126	PmtSPI1
DetectionChannels IDAvailablePointDetector 127	PmtSPI1
DetectionChannels IDAvailablePointDetector 128	PmtSPI1
DetectionChannels IDAvailablePointDetector 129	PmtSPI1
DetectionChannels IDAvailablePointDetector 13	PmtSPI1
DetectionChannels IDAvailablePointDetector 130	Pmt2
DetectionChannels IDAvailablePointDetector 131	Pmt3
DetectionChannels IDAvailablePointDetector 132	PmtD
DetectionChannels IDAvailablePointDetector 133	PmtSPI1
DetectionChannels IDAvailablePointDetector 134	PmtSPI1
DetectionChannels IDAvailablePointDetector 135	PmtSPI1
DetectionChannels IDAvailablePointDetector 136	PmtSPI1
DetectionChannels IDAvailablePointDetector 137	PmtSPI1
DetectionChannels IDAvailablePointDetector 138	PmtSPI1
DetectionChannels IDAvailablePointDetector 139	PmtSPI1
DetectionChannels IDAvailablePointDetector 14	PmtSPI1
DetectionChannels IDAvailablePointDetector 140	PmtSPI1
DetectionChannels IDAvailablePointDetector 141	PmtSPI1
DetectionChannels IDAvailablePointDetector 142	Pmt2
DetectionChannels IDAvailablePointDetector 143	Pmt3
DetectionChannels IDAvailablePointDetector 144	PmtD
DetectionChannels IDAvailablePointDetector 145	PmtSPI1
DetectionChannels IDAvailablePointDetector 146	PmtSPI1
DetectionChannels IDAvailablePointDetector 147	PmtSPI1
DetectionChannels IDAvailablePointDetector 148	PmtSPI1
DetectionChannels IDAvailablePointDetector 149	PmtSPI1
DetectionChannels IDAvailablePointDetector 15	PmtSPI1
DetectionChannels IDAvailablePointDetector 150	PmtSPI1
DetectionChannels IDAvailablePointDetector 151	PmtSPI1
DetectionChannels IDAvailablePointDetector 152	PmtSPI1
DetectionChannels IDAvailablePointDetector 153	PmtSPI1
DetectionChannels IDAvailablePointDetector 154	Pmt2
DetectionChannels IDAvailablePointDetector 155	Pmt3
DetectionChannels IDAvailablePointDetector 156	PmtD
DetectionChannels IDAvailablePointDetector 157	PmtSPI1
DetectionChannels IDAvailablePointDetector 158	PmtSPI1
DetectionChannels IDAvailablePointDetector 159	PmtSPI1
DetectionChannels IDAvailablePointDetector 16	PmtSPI1
DetectionChannels IDAvailablePointDetector 160	PmtSPI1
DetectionChannels IDAvailablePointDetector 161	PmtSPI1
DetectionChannels IDAvailablePointDetector 162	PmtSPI1
DetectionChannels IDAvailablePointDetector 163	PmtSPI1
DetectionChannels IDAvailablePointDetector 164	PmtSPI1
DetectionChannels IDAvailablePointDetector 165	PmtSPI1
DetectionChannels IDAvailablePointDetector 166	Pmt2
DetectionChannels IDAvailablePointDetector 167	Pmt3
DetectionChannels IDAvailablePointDetector 168	PmtD
DetectionChannels IDAvailablePointDetector 169	PmtSPI1
DetectionChannels IDAvailablePointDetector 17	PmtSPI1
DetectionChannels IDAvailablePointDetector 170	PmtSPI1
DetectionChannels IDAvailablePointDetector 171	PmtSPI1
DetectionChannels IDAvailablePointDetector 172	PmtSPI1
DetectionChannels IDAvailablePointDetector 173	PmtSPI1
DetectionChannels IDAvailablePointDetector 174	PmtSPI1
DetectionChannels IDAvailablePointDetector 175	PmtSPI1
DetectionChannels IDAvailablePointDetector 176	PmtSPI1
DetectionChannels IDAvailablePointDetector 177	PmtSPI1
DetectionChannels IDAvailablePointDetector 178	Pmt2
DetectionChannels IDAvailablePointDetector 179	Pmt3
DetectionChannels IDAvailablePointDetector 18	PmtSPI1
DetectionChannels IDAvailablePointDetector 180	PmtD
DetectionChannels IDAvailablePointDetector 181	PmtSPI1
DetectionChannels IDAvailablePointDetector 182	PmtSPI1
DetectionChannels IDAvailablePointDetector 183	PmtSPI1
DetectionChannels IDAvailablePointDetector 184	PmtSPI1
DetectionChannels IDAvailablePointDetector 185	PmtSPI1
DetectionChannels IDAvailablePointDetector 186	PmtSPI1
DetectionChannels IDAvailablePointDetector 187	PmtSPI1
DetectionChannels IDAvailablePointDetector 188	PmtSPI1
DetectionChannels IDAvailablePointDetector 189	PmtSPI1
DetectionChannels IDAvailablePointDetector 19	PmtSPI1
DetectionChannels IDAvailablePointDetector 190	Pmt2
DetectionChannels IDAvailablePointDetector 191	Pmt3
DetectionChannels IDAvailablePointDetector 192	PmtD
DetectionChannels IDAvailablePointDetector 193	PmtSPI1
DetectionChannels IDAvailablePointDetector 194	PmtSPI1
DetectionChannels IDAvailablePointDetector 195	PmtSPI1
DetectionChannels IDAvailablePointDetector 196	PmtSPI1
DetectionChannels IDAvailablePointDetector 197	PmtSPI1
DetectionChannels IDAvailablePointDetector 198	PmtSPI1
DetectionChannels IDAvailablePointDetector 199	PmtSPI1
DetectionChannels IDAvailablePointDetector 2	PmtSPI1
DetectionChannels IDAvailablePointDetector 20	PmtSPI1
DetectionChannels IDAvailablePointDetector 200	PmtSPI1
DetectionChannels IDAvailablePointDetector 201	PmtSPI1
DetectionChannels IDAvailablePointDetector 202	PmtSPI1
DetectionChannels IDAvailablePointDetector 203	PmtSPI1
DetectionChannels IDAvailablePointDetector 204	Pmt2
DetectionChannels IDAvailablePointDetector 205	Pmt3
DetectionChannels IDAvailablePointDetector 206	PmtD
DetectionChannels IDAvailablePointDetector 207	PmtSPI1
DetectionChannels IDAvailablePointDetector 208	PmtSPI1
DetectionChannels IDAvailablePointDetector 209	PmtSPI1
DetectionChannels IDAvailablePointDetector 21	PmtSPI1
DetectionChannels IDAvailablePointDetector 210	PmtSPI1
DetectionChannels IDAvailablePointDetector 211	PmtSPI1
DetectionChannels IDAvailablePointDetector 212	Pmt2
DetectionChannels IDAvailablePointDetector 213	Pmt3
DetectionChannels IDAvailablePointDetector 214	PmtD
DetectionChannels IDAvailablePointDetector 215	PmtSPI1
DetectionChannels IDAvailablePointDetector 216	PmtSPI1
DetectionChannels IDAvailablePointDetector 217	PmtSPI1
DetectionChannels IDAvailablePointDetector 218	PmtSPI1
DetectionChannels IDAvailablePointDetector 219	PmtSPI1
DetectionChannels IDAvailablePointDetector 22	Pmt2
DetectionChannels IDAvailablePointDetector 220	PmtSPI1
DetectionChannels IDAvailablePointDetector 221	PmtSPI1
DetectionChannels IDAvailablePointDetector 222	PmtSPI1
DetectionChannels IDAvailablePointDetector 223	PmtSPI1
DetectionChannels IDAvailablePointDetector 224	PmtSPI1
DetectionChannels IDAvailablePointDetector 225	PmtSPI1
DetectionChannels IDAvailablePointDetector 226	Pmt2
DetectionChannels IDAvailablePointDetector 227	Pmt3
DetectionChannels IDAvailablePointDetector 228	PmtD
DetectionChannels IDAvailablePointDetector 229	PmtSPI1
DetectionChannels IDAvailablePointDetector 23	Pmt3
DetectionChannels IDAvailablePointDetector 230	PmtSPI1
DetectionChannels IDAvailablePointDetector 231	PmtSPI1
DetectionChannels IDAvailablePointDetector 232	PmtSPI1
DetectionChannels IDAvailablePointDetector 233	PmtSPI1
DetectionChannels IDAvailablePointDetector 234	PmtSPI1
DetectionChannels IDAvailablePointDetector 235	PmtSPI1
DetectionChannels IDAvailablePointDetector 236	PmtSPI1
DetectionChannels IDAvailablePointDetector 237	PmtSPI1
DetectionChannels IDAvailablePointDetector 238	Pmt2
DetectionChannels IDAvailablePointDetector 239	Pmt3
DetectionChannels IDAvailablePointDetector 24	PmtD
DetectionChannels IDAvailablePointDetector 240	PmtD
DetectionChannels IDAvailablePointDetector 241	PmtSPI1
DetectionChannels IDAvailablePointDetector 242	PmtSPI1
DetectionChannels IDAvailablePointDetector 243	PmtSPI1
DetectionChannels IDAvailablePointDetector 244	PmtSPI1
DetectionChannels IDAvailablePointDetector 245	PmtSPI1
DetectionChannels IDAvailablePointDetector 246	PmtSPI1
DetectionChannels IDAvailablePointDetector 247	PmtSPI1
DetectionChannels IDAvailablePointDetector 248	PmtSPI1
DetectionChannels IDAvailablePointDetector 249	PmtSPI1
DetectionChannels IDAvailablePointDetector 25	PmtSPI1
DetectionChannels IDAvailablePointDetector 250	Pmt2
DetectionChannels IDAvailablePointDetector 251	Pmt3
DetectionChannels IDAvailablePointDetector 252	PmtD
DetectionChannels IDAvailablePointDetector 253	PmtSPI1
DetectionChannels IDAvailablePointDetector 254	PmtSPI1
DetectionChannels IDAvailablePointDetector 255	PmtSPI1
DetectionChannels IDAvailablePointDetector 256	PmtSPI1
DetectionChannels IDAvailablePointDetector 257	PmtSPI1
DetectionChannels IDAvailablePointDetector 258	PmtSPI1
DetectionChannels IDAvailablePointDetector 259	PmtSPI1
DetectionChannels IDAvailablePointDetector 26	PmtSPI1
DetectionChannels IDAvailablePointDetector 260	PmtSPI1
DetectionChannels IDAvailablePointDetector 261	PmtSPI1
DetectionChannels IDAvailablePointDetector 262	Pmt2
DetectionChannels IDAvailablePointDetector 263	Pmt3
DetectionChannels IDAvailablePointDetector 264	PmtD
DetectionChannels IDAvailablePointDetector 265	PmtSPI1
DetectionChannels IDAvailablePointDetector 266	PmtSPI1
DetectionChannels IDAvailablePointDetector 267	PmtSPI1
DetectionChannels IDAvailablePointDetector 268	PmtSPI1
DetectionChannels IDAvailablePointDetector 269	PmtSPI1
DetectionChannels IDAvailablePointDetector 27	PmtSPI1
DetectionChannels IDAvailablePointDetector 270	PmtSPI1
DetectionChannels IDAvailablePointDetector 271	PmtSPI1
DetectionChannels IDAvailablePointDetector 272	PmtSPI1
DetectionChannels IDAvailablePointDetector 273	PmtSPI1
DetectionChannels IDAvailablePointDetector 274	Pmt2
DetectionChannels IDAvailablePointDetector 275	Pmt3
DetectionChannels IDAvailablePointDetector 276	PmtD
DetectionChannels IDAvailablePointDetector 277	PmtSPI1
DetectionChannels IDAvailablePointDetector 278	PmtSPI1
DetectionChannels IDAvailablePointDetector 279	PmtSPI1
DetectionChannels IDAvailablePointDetector 28	PmtSPI1
DetectionChannels IDAvailablePointDetector 280	PmtSPI1
DetectionChannels IDAvailablePointDetector 281	PmtSPI1
DetectionChannels IDAvailablePointDetector 282	PmtSPI1
DetectionChannels IDAvailablePointDetector 283	PmtSPI1
DetectionChannels IDAvailablePointDetector 284	PmtSPI1
DetectionChannels IDAvailablePointDetector 285	PmtSPI1
DetectionChannels IDAvailablePointDetector 286	Pmt2
DetectionChannels IDAvailablePointDetector 287	Pmt3
DetectionChannels IDAvailablePointDetector 288	PmtD
DetectionChannels IDAvailablePointDetector 289	PmtSPI1
DetectionChannels IDAvailablePointDetector 29	PmtSPI1
DetectionChannels IDAvailablePointDetector 290	PmtSPI1
DetectionChannels IDAvailablePointDetector 291	PmtSPI1
DetectionChannels IDAvailablePointDetector 292	PmtSPI1
DetectionChannels IDAvailablePointDetector 293	PmtSPI1
DetectionChannels IDAvailablePointDetector 294	PmtSPI1
DetectionChannels IDAvailablePointDetector 295	PmtSPI1
DetectionChannels IDAvailablePointDetector 296	PmtSPI1
DetectionChannels IDAvailablePointDetector 297	PmtSPI1
DetectionChannels IDAvailablePointDetector 298	Pmt2
DetectionChannels IDAvailablePointDetector 299	Pmt3
DetectionChannels IDAvailablePointDetector 3	PmtSPI1
DetectionChannels IDAvailablePointDetector 30	PmtSPI1
DetectionChannels IDAvailablePointDetector 300	PmtD
DetectionChannels IDAvailablePointDetector 301	PmtSPI1
DetectionChannels IDAvailablePointDetector 302	PmtSPI1
DetectionChannels IDAvailablePointDetector 303	PmtSPI1
DetectionChannels IDAvailablePointDetector 304	PmtSPI1
DetectionChannels IDAvailablePointDetector 305	PmtSPI1
DetectionChannels IDAvailablePointDetector 306	PmtSPI1
DetectionChannels IDAvailablePointDetector 307	PmtSPI1
DetectionChannels IDAvailablePointDetector 308	PmtSPI1
DetectionChannels IDAvailablePointDetector 309	PmtSPI1
DetectionChannels IDAvailablePointDetector 31	PmtSPI1
DetectionChannels IDAvailablePointDetector 310	Pmt2
DetectionChannels IDAvailablePointDetector 311	Pmt3
DetectionChannels IDAvailablePointDetector 312	PmtD
DetectionChannels IDAvailablePointDetector 313	PmtSPI1
DetectionChannels IDAvailablePointDetector 314	PmtSPI1
DetectionChannels IDAvailablePointDetector 315	PmtSPI1
DetectionChannels IDAvailablePointDetector 316	PmtSPI1
DetectionChannels IDAvailablePointDetector 317	PmtSPI1
DetectionChannels IDAvailablePointDetector 318	PmtSPI1
DetectionChannels IDAvailablePointDetector 319	PmtSPI1
DetectionChannels IDAvailablePointDetector 32	PmtSPI1
DetectionChannels IDAvailablePointDetector 320	PmtSPI1
DetectionChannels IDAvailablePointDetector 321	PmtSPI1
DetectionChannels IDAvailablePointDetector 322	Pmt2
DetectionChannels IDAvailablePointDetector 323	Pmt3
DetectionChannels IDAvailablePointDetector 324	PmtD
DetectionChannels IDAvailablePointDetector 325	PmtSPI1
DetectionChannels IDAvailablePointDetector 326	PmtSPI1
DetectionChannels IDAvailablePointDetector 327	PmtSPI1
DetectionChannels IDAvailablePointDetector 328	PmtSPI1
DetectionChannels IDAvailablePointDetector 329	PmtSPI1
DetectionChannels IDAvailablePointDetector 33	PmtSPI1
DetectionChannels IDAvailablePointDetector 330	PmtSPI1
DetectionChannels IDAvailablePointDetector 331	PmtSPI1
DetectionChannels IDAvailablePointDetector 332	PmtSPI1
DetectionChannels IDAvailablePointDetector 333	PmtSPI1
DetectionChannels IDAvailablePointDetector 334	Pmt2
DetectionChannels IDAvailablePointDetector 335	Pmt3
DetectionChannels IDAvailablePointDetector 336	PmtD
DetectionChannels IDAvailablePointDetector 337	PmtSPI1
DetectionChannels IDAvailablePointDetector 338	PmtSPI1
DetectionChannels IDAvailablePointDetector 339	PmtSPI1
DetectionChannels IDAvailablePointDetector 34	Pmt2
DetectionChannels IDAvailablePointDetector 340	PmtSPI1
DetectionChannels IDAvailablePointDetector 341	PmtSPI1
DetectionChannels IDAvailablePointDetector 342	PmtSPI1
DetectionChannels IDAvailablePointDetector 343	PmtSPI1
DetectionChannels IDAvailablePointDetector 344	PmtSPI1
DetectionChannels IDAvailablePointDetector 345	PmtSPI1
DetectionChannels IDAvailablePointDetector 346	PmtSPI1
DetectionChannels IDAvailablePointDetector 347	PmtSPI1
DetectionChannels IDAvailablePointDetector 348	Pmt2
DetectionChannels IDAvailablePointDetector 349	Pmt3
DetectionChannels IDAvailablePointDetector 35	Pmt3
DetectionChannels IDAvailablePointDetector 350	PmtD
DetectionChannels IDAvailablePointDetector 351	PmtSPI1
DetectionChannels IDAvailablePointDetector 352	PmtSPI1
DetectionChannels IDAvailablePointDetector 353	PmtSPI1
DetectionChannels IDAvailablePointDetector 354	PmtSPI1
DetectionChannels IDAvailablePointDetector 355	PmtSPI1
DetectionChannels IDAvailablePointDetector 356	Pmt2
DetectionChannels IDAvailablePointDetector 357	Pmt3
DetectionChannels IDAvailablePointDetector 358	PmtD
DetectionChannels IDAvailablePointDetector 359	PmtSPI1
DetectionChannels IDAvailablePointDetector 36	PmtD
DetectionChannels IDAvailablePointDetector 360	PmtSPI1
DetectionChannels IDAvailablePointDetector 361	PmtSPI1
DetectionChannels IDAvailablePointDetector 362	PmtSPI1
DetectionChannels IDAvailablePointDetector 363	PmtSPI1
DetectionChannels IDAvailablePointDetector 364	PmtSPI1
DetectionChannels IDAvailablePointDetector 365	PmtSPI1
DetectionChannels IDAvailablePointDetector 366	PmtSPI1
DetectionChannels IDAvailablePointDetector 367	PmtSPI1
DetectionChannels IDAvailablePointDetector 368	PmtSPI1
DetectionChannels IDAvailablePointDetector 369	PmtSPI1
DetectionChannels IDAvailablePointDetector 37	PmtSPI1
DetectionChannels IDAvailablePointDetector 370	Pmt2
DetectionChannels IDAvailablePointDetector 371	Pmt3
DetectionChannels IDAvailablePointDetector 372	PmtD
DetectionChannels IDAvailablePointDetector 373	PmtSPI1
DetectionChannels IDAvailablePointDetector 374	PmtSPI1
DetectionChannels IDAvailablePointDetector 375	PmtSPI1
DetectionChannels IDAvailablePointDetector 376	PmtSPI1
DetectionChannels IDAvailablePointDetector 377	PmtSPI1
DetectionChannels IDAvailablePointDetector 378	PmtSPI1
DetectionChannels IDAvailablePointDetector 379	PmtSPI1
DetectionChannels IDAvailablePointDetector 38	PmtSPI1
DetectionChannels IDAvailablePointDetector 380	PmtSPI1
DetectionChannels IDAvailablePointDetector 381	PmtSPI1
DetectionChannels IDAvailablePointDetector 382	Pmt2
DetectionChannels IDAvailablePointDetector 383	Pmt3
DetectionChannels IDAvailablePointDetector 384	PmtD
DetectionChannels IDAvailablePointDetector 385	PmtSPI1
DetectionChannels IDAvailablePointDetector 386	PmtSPI1
DetectionChannels IDAvailablePointDetector 387	PmtSPI1
DetectionChannels IDAvailablePointDetector 388	PmtSPI1
DetectionChannels IDAvailablePointDetector 389	PmtSPI1
DetectionChannels IDAvailablePointDetector 39	PmtSPI1
DetectionChannels IDAvailablePointDetector 390	PmtSPI1
DetectionChannels IDAvailablePointDetector 391	PmtSPI1
DetectionChannels IDAvailablePointDetector 392	PmtSPI1
DetectionChannels IDAvailablePointDetector 393	PmtSPI1
DetectionChannels IDAvailablePointDetector 394	PmtSPI1
DetectionChannels IDAvailablePointDetector 395	PmtSPI1
DetectionChannels IDAvailablePointDetector 396	Pmt2
DetectionChannels IDAvailablePointDetector 397	Pmt3
DetectionChannels IDAvailablePointDetector 398	PmtD
DetectionChannels IDAvailablePointDetector 399	PmtSPI1
DetectionChannels IDAvailablePointDetector 4	PmtSPI1
DetectionChannels IDAvailablePointDetector 40	PmtSPI1
DetectionChannels IDAvailablePointDetector 400	PmtSPI1
DetectionChannels IDAvailablePointDetector 401	PmtSPI1
DetectionChannels IDAvailablePointDetector 402	PmtSPI1
DetectionChannels IDAvailablePointDetector 403	PmtSPI1
DetectionChannels IDAvailablePointDetector 404	PmtSPI1
DetectionChannels IDAvailablePointDetector 405	PmtSPI1
DetectionChannels IDAvailablePointDetector 406	PmtSPI1
DetectionChannels IDAvailablePointDetector 407	PmtSPI1
DetectionChannels IDAvailablePointDetector 408	Pmt2
DetectionChannels IDAvailablePointDetector 409	Pmt3
DetectionChannels IDAvailablePointDetector 41	PmtSPI1
DetectionChannels IDAvailablePointDetector 410	PmtD
DetectionChannels IDAvailablePointDetector 411	PmtSPI1
DetectionChannels IDAvailablePointDetector 412	PmtSPI1
DetectionChannels IDAvailablePointDetector 413	PmtSPI1
DetectionChannels IDAvailablePointDetector 414	PmtSPI1
DetectionChannels IDAvailablePointDetector 415	PmtSPI1
DetectionChannels IDAvailablePointDetector 416	PmtSPI1
DetectionChannels IDAvailablePointDetector 417	PmtSPI1
DetectionChannels IDAvailablePointDetector 418	PmtSPI1
DetectionChannels IDAvailablePointDetector 419	PmtSPI1
DetectionChannels IDAvailablePointDetector 42	PmtSPI1
DetectionChannels IDAvailablePointDetector 420	Pmt2
DetectionChannels IDAvailablePointDetector 421	Pmt3
DetectionChannels IDAvailablePointDetector 422	PmtD
DetectionChannels IDAvailablePointDetector 423	PmtSPI1
DetectionChannels IDAvailablePointDetector 424	PmtSPI1
DetectionChannels IDAvailablePointDetector 425	PmtSPI1
DetectionChannels IDAvailablePointDetector 426	Pmt2
DetectionChannels IDAvailablePointDetector 427	Pmt3
DetectionChannels IDAvailablePointDetector 428	PmtD
DetectionChannels IDAvailablePointDetector 429	PmtSPI1
DetectionChannels IDAvailablePointDetector 43	PmtSPI1
DetectionChannels IDAvailablePointDetector 430	PmtSPI1
DetectionChannels IDAvailablePointDetector 431	PmtSPI1
DetectionChannels IDAvailablePointDetector 432	PmtSPI1
DetectionChannels IDAvailablePointDetector 44	PmtSPI1
DetectionChannels IDAvailablePointDetector 45	PmtSPI1
DetectionChannels IDAvailablePointDetector 46	Pmt2
DetectionChannels IDAvailablePointDetector 47	Pmt3
DetectionChannels IDAvailablePointDetector 48	PmtD
DetectionChannels IDAvailablePointDetector 49	PmtSPI1
DetectionChannels IDAvailablePointDetector 5	PmtSPI1
DetectionChannels IDAvailablePointDetector 50	PmtSPI1
DetectionChannels IDAvailablePointDetector 51	PmtSPI1
DetectionChannels IDAvailablePointDetector 52	PmtSPI1
DetectionChannels IDAvailablePointDetector 53	PmtSPI1
DetectionChannels IDAvailablePointDetector 54	PmtSPI1
DetectionChannels IDAvailablePointDetector 55	PmtSPI1
DetectionChannels IDAvailablePointDetector 56	PmtSPI1
DetectionChannels IDAvailablePointDetector 57	PmtSPI1
DetectionChannels IDAvailablePointDetector 58	Pmt2
DetectionChannels IDAvailablePointDetector 59	Pmt3
DetectionChannels IDAvailablePointDetector 6	PmtSPI1
DetectionChannels IDAvailablePointDetector 60	PmtD
DetectionChannels IDAvailablePointDetector 61	PmtSPI1
DetectionChannels IDAvailablePointDetector 62	PmtSPI1
DetectionChannels IDAvailablePointDetector 63	PmtSPI1
DetectionChannels IDAvailablePointDetector 64	PmtSPI1
DetectionChannels IDAvailablePointDetector 65	PmtSPI1
DetectionChannels IDAvailablePointDetector 66	PmtSPI1
DetectionChannels IDAvailablePointDetector 67	PmtSPI1
DetectionChannels IDAvailablePointDetector 68	PmtSPI1
DetectionChannels IDAvailablePointDetector 69	PmtSPI1
DetectionChannels IDAvailablePointDetector 7	PmtSPI1
DetectionChannels IDAvailablePointDetector 70	Pmt2
DetectionChannels IDAvailablePointDetector 71	Pmt3
DetectionChannels IDAvailablePointDetector 72	PmtD
DetectionChannels IDAvailablePointDetector 73	PmtSPI1
DetectionChannels IDAvailablePointDetector 74	PmtSPI1
DetectionChannels IDAvailablePointDetector 75	PmtSPI1
DetectionChannels IDAvailablePointDetector 76	PmtSPI1
DetectionChannels IDAvailablePointDetector 77	PmtSPI1
DetectionChannels IDAvailablePointDetector 78	PmtSPI1
DetectionChannels IDAvailablePointDetector 79	PmtSPI1
DetectionChannels IDAvailablePointDetector 8	PmtSPI1
DetectionChannels IDAvailablePointDetector 80	PmtSPI1
DetectionChannels IDAvailablePointDetector 81	PmtSPI1
DetectionChannels IDAvailablePointDetector 82	Pmt2
DetectionChannels IDAvailablePointDetector 83	Pmt3
DetectionChannels IDAvailablePointDetector 84	PmtD
DetectionChannels IDAvailablePointDetector 85	PmtSPI1
DetectionChannels IDAvailablePointDetector 86	PmtSPI1
DetectionChannels IDAvailablePointDetector 87	PmtSPI1
DetectionChannels IDAvailablePointDetector 88	PmtSPI1
DetectionChannels IDAvailablePointDetector 89	PmtSPI1
DetectionChannels IDAvailablePointDetector 9	PmtSPI1
DetectionChannels IDAvailablePointDetector 90	PmtSPI1
DetectionChannels IDAvailablePointDetector 91	PmtSPI1
DetectionChannels IDAvailablePointDetector 92	PmtSPI1
DetectionChannels IDAvailablePointDetector 93	PmtSPI1
DetectionChannels IDAvailablePointDetector 94	PmtSPI1
DetectionChannels IDAvailablePointDetector 95	PmtSPI1
DetectionChannels IDAvailablePointDetector 96	Pmt2
DetectionChannels IDAvailablePointDetector 97	Pmt3
DetectionChannels IDAvailablePointDetector 98	PmtD
DetectionChannels IDAvailablePointDetector 99	PmtSPI1
DetectionChannels IDPotentialFilter 10	BP 420-480
DetectionChannels IDPotentialFilter 104	BP 420-480
DetectionChannels IDPotentialFilter 105	BP 505-530
DetectionChannels IDPotentialFilter 11	BP 505-530
DetectionChannels IDPotentialFilter 118	BP 420-480
DetectionChannels IDPotentialFilter 119	BP 505-530
DetectionChannels IDPotentialFilter 130	BP 420-480
DetectionChannels IDPotentialFilter 131	BP 505-530
DetectionChannels IDPotentialFilter 142	BP 420-480
DetectionChannels IDPotentialFilter 143	BP 505-530
DetectionChannels IDPotentialFilter 154	BP 420-480
DetectionChannels IDPotentialFilter 155	BP 505-530
DetectionChannels IDPotentialFilter 166	BP 420-480
DetectionChannels IDPotentialFilter 167	BP 505-530
DetectionChannels IDPotentialFilter 178	BP 420-480
DetectionChannels IDPotentialFilter 179	BP 505-530
DetectionChannels IDPotentialFilter 190	BP 420-480
DetectionChannels IDPotentialFilter 191	BP 505-530
DetectionChannels IDPotentialFilter 204	BP 420-480
DetectionChannels IDPotentialFilter 205	BP 505-530
DetectionChannels IDPotentialFilter 212	BP 420-480
DetectionChannels IDPotentialFilter 213	BP 505-530
DetectionChannels IDPotentialFilter 22	BP 420-480
DetectionChannels IDPotentialFilter 226	BP 420-480
DetectionChannels IDPotentialFilter 227	BP 505-530
DetectionChannels IDPotentialFilter 23	BP 505-530
DetectionChannels IDPotentialFilter 238	BP 420-480
DetectionChannels IDPotentialFilter 239	BP 505-530
DetectionChannels IDPotentialFilter 250	BP 420-480
DetectionChannels IDPotentialFilter 251	BP 505-530
DetectionChannels IDPotentialFilter 262	BP 420-480
DetectionChannels IDPotentialFilter 263	BP 505-530
DetectionChannels IDPotentialFilter 274	BP 420-480
DetectionChannels IDPotentialFilter 275	BP 505-530
DetectionChannels IDPotentialFilter 286	BP 420-480
DetectionChannels IDPotentialFilter 287	BP 505-530
DetectionChannels IDPotentialFilter 298	BP 420-480
DetectionChannels IDPotentialFilter 299	BP 505-530
DetectionChannels IDPotentialFilter 310	BP 420-480
DetectionChannels IDPotentialFilter 311	BP 505-530
DetectionChannels IDPotentialFilter 322	BP 420-480
DetectionChannels IDPotentialFilter 323	BP 505-530
DetectionChannels IDPotentialFilter 334	BP 420-480
DetectionChannels IDPotentialFilter 335	BP 505-530
DetectionChannels IDPotentialFilter 34	BP 420-480
DetectionChannels IDPotentialFilter 348	BP 420-480
DetectionChannels IDPotentialFilter 349	BP 505-530
DetectionChannels IDPotentialFilter 35	BP 505-530
DetectionChannels IDPotentialFilter 356	BP 420-480
DetectionChannels IDPotentialFilter 357	BP 505-530
DetectionChannels IDPotentialFilter 370	BP 420-480
DetectionChannels IDPotentialFilter 371	BP 505-530
DetectionChannels IDPotentialFilter 382	BP 420-480
DetectionChannels IDPotentialFilter 383	BP 505-530
DetectionChannels IDPotentialFilter 396	BP 420-480
DetectionChannels IDPotentialFilter 397	BP 505-530
DetectionChannels IDPotentialFilter 408	BP 420-480
DetectionChannels IDPotentialFilter 409	BP 505-530
DetectionChannels IDPotentialFilter 420	BP 420-480
DetectionChannels IDPotentialFilter 421	BP 505-530
DetectionChannels IDPotentialFilter 426	BP 420-480
DetectionChannels IDPotentialFilter 427	BP 505-530
DetectionChannels IDPotentialFilter 46	BP 420-480
DetectionChannels IDPotentialFilter 47	BP 505-530
DetectionChannels IDPotentialFilter 58	BP 420-480
DetectionChannels IDPotentialFilter 59	BP 505-530
DetectionChannels IDPotentialFilter 70	BP 420-480
DetectionChannels IDPotentialFilter 71	BP 505-530
DetectionChannels IDPotentialFilter 82	BP 420-480
DetectionChannels IDPotentialFilter 83	BP 505-530
DetectionChannels IDPotentialFilter 96	BP 420-480
DetectionChannels IDPotentialFilter 97	BP 505-530
DetectionChannels IDTrack 1	1
DetectionChannels IDTrack 10	1
DetectionChannels IDTrack 100	16
DetectionChannels IDTrack 101	14
DetectionChannels IDTrack 102	14
DetectionChannels IDTrack 103	14
DetectionChannels IDTrack 104	14
DetectionChannels IDTrack 105	14
DetectionChannels IDTrack 106	14
DetectionChannels IDTrack 107	15
DetectionChannels IDTrack 108	15
DetectionChannels IDTrack 109	15
DetectionChannels IDTrack 11	1
DetectionChannels IDTrack 110	15
DetectionChannels IDTrack 111	16
DetectionChannels IDTrack 112	16
DetectionChannels IDTrack 113	16
DetectionChannels IDTrack 114	16
DetectionChannels IDTrack 115	16
DetectionChannels IDTrack 116	16
DetectionChannels IDTrack 117	16
DetectionChannels IDTrack 118	16
DetectionChannels IDTrack 119	16
DetectionChannels IDTrack 12	1
DetectionChannels IDTrack 120	16
DetectionChannels IDTrack 121	19
DetectionChannels IDTrack 122	19
DetectionChannels IDTrack 123	19
DetectionChannels IDTrack 124	19
DetectionChannels IDTrack 125	19
DetectionChannels IDTrack 126	19
DetectionChannels IDTrack 127	19
DetectionChannels IDTrack 128	19
DetectionChannels IDTrack 129	19
DetectionChannels IDTrack 13	4
DetectionChannels IDTrack 130	19
DetectionChannels IDTrack 131	19
DetectionChannels IDTrack 132	19
DetectionChannels IDTrack 133	20
DetectionChannels IDTrack 134	20
DetectionChannels IDTrack 135	20
DetectionChannels IDTrack 136	20
DetectionChannels IDTrack 137	20
DetectionChannels IDTrack 138	20
DetectionChannels IDTrack 139	20
DetectionChannels IDTrack 14	4
DetectionChannels IDTrack 140	20
DetectionChannels IDTrack 141	20
DetectionChannels IDTrack 142	20
DetectionChannels IDTrack 143	20
DetectionChannels IDTrack 144	20
DetectionChannels IDTrack 145	21
DetectionChannels IDTrack 146	21
DetectionChannels IDTrack 147	21
DetectionChannels IDTrack 148	21
DetectionChannels IDTrack 149	21
DetectionChannels IDTrack 15	4
DetectionChannels IDTrack 150	21
DetectionChannels IDTrack 151	21
DetectionChannels IDTrack 152	21
DetectionChannels IDTrack 153	21
DetectionChannels IDTrack 154	21
DetectionChannels IDTrack 155	21
DetectionChannels IDTrack 156	21
DetectionChannels IDTrack 157	24
DetectionChannels IDTrack 158	24
DetectionChannels IDTrack 159	24
DetectionChannels IDTrack 16	4
DetectionChannels IDTrack 160	24
DetectionChannels IDTrack 161	24
DetectionChannels IDTrack 162	24
DetectionChannels IDTrack 163	24
DetectionChannels IDTrack 164	24
DetectionChannels IDTrack 165	24
DetectionChannels IDTrack 166	24
DetectionChannels IDTrack 167	24
DetectionChannels IDTrack 168	24
DetectionChannels IDTrack 169	25
DetectionChannels IDTrack 17	4
DetectionChannels IDTrack 170	25
DetectionChannels IDTrack 171	25
DetectionChannels IDTrack 172	25
DetectionChannels IDTrack 173	25
DetectionChannels IDTrack 174	25
DetectionChannels IDTrack 175	25
DetectionChannels IDTrack 176	25
DetectionChannels IDTrack 177	25
DetectionChannels IDTrack 178	25
DetectionChannels IDTrack 179	25
DetectionChannels IDTrack 18	4
DetectionChannels IDTrack 180	25
DetectionChannels IDTrack 181	26
DetectionChannels IDTrack 182	26
DetectionChannels IDTrack 183	26
DetectionChannels IDTrack 184	26
DetectionChannels IDTrack 185	26
DetectionChannels IDTrack 186	26
DetectionChannels IDTrack 187	26
DetectionChannels IDTrack 188	26
DetectionChannels IDTrack 189	26
DetectionChannels IDTrack 19	4
DetectionChannels IDTrack 190	26
DetectionChannels IDTrack 191	26
DetectionChannels IDTrack 192	26
DetectionChannels IDTrack 193	29
DetectionChannels IDTrack 194	29
DetectionChannels IDTrack 195	29
DetectionChannels IDTrack 196	29
DetectionChannels IDTrack 197	29
DetectionChannels IDTrack 198	29
DetectionChannels IDTrack 199	29
DetectionChannels IDTrack 2	1
DetectionChannels IDTrack 20	4
DetectionChannels IDTrack 200	29
DetectionChannels IDTrack 201	30
DetectionChannels IDTrack 202	30
DetectionChannels IDTrack 203	30
DetectionChannels IDTrack 204	30
DetectionChannels IDTrack 205	30
DetectionChannels IDTrack 206	30
DetectionChannels IDTrack 207	31
DetectionChannels IDTrack 208	31
DetectionChannels IDTrack 209	31
DetectionChannels IDTrack 21	4
DetectionChannels IDTrack 210	31
DetectionChannels IDTrack 211	29
DetectionChannels IDTrack 212	29
DetectionChannels IDTrack 213	29
DetectionChannels IDTrack 214	29
DetectionChannels IDTrack 215	30
DetectionChannels IDTrack 216	30
DetectionChannels IDTrack 217	30
DetectionChannels IDTrack 218	30
DetectionChannels IDTrack 219	30
DetectionChannels IDTrack 22	4
DetectionChannels IDTrack 220	30
DetectionChannels IDTrack 221	31
DetectionChannels IDTrack 222	31
DetectionChannels IDTrack 223	31
DetectionChannels IDTrack 224	31
DetectionChannels IDTrack 225	31
DetectionChannels IDTrack 226	31
DetectionChannels IDTrack 227	31
DetectionChannels IDTrack 228	31
DetectionChannels IDTrack 229	34
DetectionChannels IDTrack 23	4
DetectionChannels IDTrack 230	34
DetectionChannels IDTrack 231	34
DetectionChannels IDTrack 232	34
DetectionChannels IDTrack 233	34
DetectionChannels IDTrack 234	34
DetectionChannels IDTrack 235	34
DetectionChannels IDTrack 236	34
DetectionChannels IDTrack 237	34
DetectionChannels IDTrack 238	34
DetectionChannels IDTrack 239	34
DetectionChannels IDTrack 24	4
DetectionChannels IDTrack 240	34
DetectionChannels IDTrack 241	35
DetectionChannels IDTrack 242	35
DetectionChannels IDTrack 243	35
DetectionChannels IDTrack 244	35
DetectionChannels IDTrack 245	35
DetectionChannels IDTrack 246	35
DetectionChannels IDTrack 247	35
DetectionChannels IDTrack 248	35
DetectionChannels IDTrack 249	35
DetectionChannels IDTrack 25	5
DetectionChannels IDTrack 250	35
DetectionChannels IDTrack 251	35
DetectionChannels IDTrack 252	35
DetectionChannels IDTrack 253	36
DetectionChannels IDTrack 254	36
DetectionChannels IDTrack 255	36
DetectionChannels IDTrack 256	36
DetectionChannels IDTrack 257	36
DetectionChannels IDTrack 258	36
DetectionChannels IDTrack 259	36
DetectionChannels IDTrack 26	5
DetectionChannels IDTrack 260	36
DetectionChannels IDTrack 261	36
DetectionChannels IDTrack 262	36
DetectionChannels IDTrack 263	36
DetectionChannels IDTrack 264	36
DetectionChannels IDTrack 265	39
DetectionChannels IDTrack 266	39
DetectionChannels IDTrack 267	39
DetectionChannels IDTrack 268	39
DetectionChannels IDTrack 269	39
DetectionChannels IDTrack 27	5
DetectionChannels IDTrack 270	39
DetectionChannels IDTrack 271	39
DetectionChannels IDTrack 272	39
DetectionChannels IDTrack 273	39
DetectionChannels IDTrack 274	39
DetectionChannels IDTrack 275	39
DetectionChannels IDTrack 276	39
DetectionChannels IDTrack 277	40
DetectionChannels IDTrack 278	40
DetectionChannels IDTrack 279	40
DetectionChannels IDTrack 28	5
DetectionChannels IDTrack 280	40
DetectionChannels IDTrack 281	40
DetectionChannels IDTrack 282	40
DetectionChannels IDTrack 283	40
DetectionChannels IDTrack 284	40
DetectionChannels IDTrack 285	40
DetectionChannels IDTrack 286	40
DetectionChannels IDTrack 287	40
DetectionChannels IDTrack 288	40
DetectionChannels IDTrack 289	41
DetectionChannels IDTrack 29	5
DetectionChannels IDTrack 290	41
DetectionChannels IDTrack 291	41
DetectionChannels IDTrack 292	41
DetectionChannels IDTrack 293	41
DetectionChannels IDTrack 294	41
DetectionChannels IDTrack 295	41
DetectionChannels IDTrack 296	41
DetectionChannels IDTrack 297	41
DetectionChannels IDTrack 298	41
DetectionChannels IDTrack 299	41
DetectionChannels IDTrack 3	1
DetectionChannels IDTrack 30	5
DetectionChannels IDTrack 300	41
DetectionChannels IDTrack 301	44
DetectionChannels IDTrack 302	44
DetectionChannels IDTrack 303	44
DetectionChannels IDTrack 304	44
DetectionChannels IDTrack 305	44
DetectionChannels IDTrack 306	44
DetectionChannels IDTrack 307	44
DetectionChannels IDTrack 308	44
DetectionChannels IDTrack 309	44
DetectionChannels IDTrack 31	5
DetectionChannels IDTrack 310	44
DetectionChannels IDTrack 311	44
DetectionChannels IDTrack 312	44
DetectionChannels IDTrack 313	45
DetectionChannels IDTrack 314	45
DetectionChannels IDTrack 315	45
DetectionChannels IDTrack 316	45
DetectionChannels IDTrack 317	45
DetectionChannels IDTrack 318	45
DetectionChannels IDTrack 319	45
DetectionChannels IDTrack 32	5
DetectionChannels IDTrack 320	45
DetectionChannels IDTrack 321	45
DetectionChannels IDTrack 322	45
DetectionChannels IDTrack 323	45
DetectionChannels IDTrack 324	45
DetectionChannels IDTrack 325	46
DetectionChannels IDTrack 326	46
DetectionChannels IDTrack 327	46
DetectionChannels IDTrack 328	46
DetectionChannels IDTrack 329	46
DetectionChannels IDTrack 33	5
DetectionChannels IDTrack 330	46
DetectionChannels IDTrack 331	46
DetectionChannels IDTrack 332	46
DetectionChannels IDTrack 333	46
DetectionChannels IDTrack 334	46
DetectionChannels IDTrack 335	46
DetectionChannels IDTrack 336	46
DetectionChannels IDTrack 337	49
DetectionChannels IDTrack 338	49
DetectionChannels IDTrack 339	49
DetectionChannels IDTrack 34	5
DetectionChannels IDTrack 340	49
DetectionChannels IDTrack 341	50
DetectionChannels IDTrack 342	50
DetectionChannels IDTrack 343	50
DetectionChannels IDTrack 344	50
DetectionChannels IDTrack 345	50
DetectionChannels IDTrack 346	50
DetectionChannels IDTrack 347	50
DetectionChannels IDTrack 348	50
DetectionChannels IDTrack 349	50
DetectionChannels IDTrack 35	5
DetectionChannels IDTrack 350	50
DetectionChannels IDTrack 351	49
DetectionChannels IDTrack 352	49
DetectionChannels IDTrack 353	49
DetectionChannels IDTrack 354	49
DetectionChannels IDTrack 355	49
DetectionChannels IDTrack 356	49
DetectionChannels IDTrack 357	49
DetectionChannels IDTrack 358	49
DetectionChannels IDTrack 359	50
DetectionChannels IDTrack 36	5
DetectionChannels IDTrack 360	50
DetectionChannels IDTrack 361	51
DetectionChannels IDTrack 362	51
DetectionChannels IDTrack 363	51
DetectionChannels IDTrack 364	51
DetectionChannels IDTrack 365	51
DetectionChannels IDTrack 366	51
DetectionChannels IDTrack 367	51
DetectionChannels IDTrack 368	51
DetectionChannels IDTrack 369	51
DetectionChannels IDTrack 37	6
DetectionChannels IDTrack 370	51
DetectionChannels IDTrack 371	51
DetectionChannels IDTrack 372	51
DetectionChannels IDTrack 373	54
DetectionChannels IDTrack 374	54
DetectionChannels IDTrack 375	54
DetectionChannels IDTrack 376	54
DetectionChannels IDTrack 377	54
DetectionChannels IDTrack 378	54
DetectionChannels IDTrack 379	54
DetectionChannels IDTrack 38	6
DetectionChannels IDTrack 380	54
DetectionChannels IDTrack 381	54
DetectionChannels IDTrack 382	54
DetectionChannels IDTrack 383	54
DetectionChannels IDTrack 384	54
DetectionChannels IDTrack 385	55
DetectionChannels IDTrack 386	55
DetectionChannels IDTrack 387	55
DetectionChannels IDTrack 388	55
DetectionChannels IDTrack 389	55
DetectionChannels IDTrack 39	6
DetectionChannels IDTrack 390	55
DetectionChannels IDTrack 391	56
DetectionChannels IDTrack 392	56
DetectionChannels IDTrack 393	56
DetectionChannels IDTrack 394	56
DetectionChannels IDTrack 395	56
DetectionChannels IDTrack 396	56
DetectionChannels IDTrack 397	56
DetectionChannels IDTrack 398	56
DetectionChannels IDTrack 399	59
DetectionChannels IDTrack 4	1
DetectionChannels IDTrack 40	6
DetectionChannels IDTrack 400	59
DetectionChannels IDTrack 401	59
DetectionChannels IDTrack 402	59
DetectionChannels IDTrack 403	59
DetectionChannels IDTrack 404	59
DetectionChannels IDTrack 405	59
DetectionChannels IDTrack 406	59
DetectionChannels IDTrack 407	59
DetectionChannels IDTrack 408	59
DetectionChannels IDTrack 409	59
DetectionChannels IDTrack 41	6
DetectionChannels IDTrack 410	59
DetectionChannels IDTrack 411	60
DetectionChannels IDTrack 412	60
DetectionChannels IDTrack 413	60
DetectionChannels IDTrack 414	60
DetectionChannels IDTrack 415	60
DetectionChannels IDTrack 416	60
DetectionChannels IDTrack 417	60
DetectionChannels IDTrack 418	60
DetectionChannels IDTrack 419	60
DetectionChannels IDTrack 42	6
DetectionChannels IDTrack 420	60
DetectionChannels IDTrack 421	60
DetectionChannels IDTrack 422	60
DetectionChannels IDTrack 423	55
DetectionChannels IDTrack 424	55
DetectionChannels IDTrack 425	55
DetectionChannels IDTrack 426	55
DetectionChannels IDTrack 427	55
DetectionChannels IDTrack 428	55
DetectionChannels IDTrack 429	56
DetectionChannels IDTrack 43	6
DetectionChannels IDTrack 430	56
DetectionChannels IDTrack 431	56
DetectionChannels IDTrack 432	56
DetectionChannels IDTrack 44	6
DetectionChannels IDTrack 45	6
DetectionChannels IDTrack 46	6
DetectionChannels IDTrack 47	6
DetectionChannels IDTrack 48	6
DetectionChannels IDTrack 49	9
DetectionChannels IDTrack 5	1
DetectionChannels IDTrack 50	9
DetectionChannels IDTrack 51	9
DetectionChannels IDTrack 52	9
DetectionChannels IDTrack 53	9
DetectionChannels IDTrack 54	9
DetectionChannels IDTrack 55	9
DetectionChannels IDTrack 56	9
DetectionChannels IDTrack 57	9
DetectionChannels IDTrack 58	9
DetectionChannels IDTrack 59	9
DetectionChannels IDTrack 6	1
DetectionChannels IDTrack 60	9
DetectionChannels IDTrack 61	10
DetectionChannels IDTrack 62	10
DetectionChannels IDTrack 63	10
DetectionChannels IDTrack 64	10
DetectionChannels IDTrack 65	10
DetectionChannels IDTrack 66	10
DetectionChannels IDTrack 67	10
DetectionChannels IDTrack 68	10
DetectionChannels IDTrack 69	10
DetectionChannels IDTrack 7	1
DetectionChannels IDTrack 70	10
DetectionChannels IDTrack 71	10
DetectionChannels IDTrack 72	10
DetectionChannels IDTrack 73	11
DetectionChannels IDTrack 74	11
DetectionChannels IDTrack 75	11
DetectionChannels IDTrack 76	11
DetectionChannels IDTrack 77	11
DetectionChannels IDTrack 78	11
DetectionChannels IDTrack 79	11
DetectionChannels IDTrack 8	1
DetectionChannels IDTrack 80	11
DetectionChannels IDTrack 81	11
DetectionChannels IDTrack 82	11
DetectionChannels IDTrack 83	11
DetectionChannels IDTrack 84	11
DetectionChannels IDTrack 85	14
DetectionChannels IDTrack 86	14
DetectionChannels IDTrack 87	14
DetectionChannels IDTrack 88	14
DetectionChannels IDTrack 89	14
DetectionChannels IDTrack 9	1
DetectionChannels IDTrack 90	14
DetectionChannels IDTrack 91	15
DetectionChannels IDTrack 92	15
DetectionChannels IDTrack 93	15
DetectionChannels IDTrack 94	15
DetectionChannels IDTrack 95	15
DetectionChannels IDTrack 96	15
DetectionChannels IDTrack 97	15
DetectionChannels IDTrack 98	15
DetectionChannels IDTrack 99	16
DetectionChannels IntegratorMode 1	0
DetectionChannels IntegratorMode 10	0
DetectionChannels IntegratorMode 100	0
DetectionChannels IntegratorMode 101	0
DetectionChannels IntegratorMode 102	0
DetectionChannels IntegratorMode 103	0
DetectionChannels IntegratorMode 104	0
DetectionChannels IntegratorMode 105	0
DetectionChannels IntegratorMode 106	0
DetectionChannels IntegratorMode 107	0
DetectionChannels IntegratorMode 108	0
DetectionChannels IntegratorMode 109	0
DetectionChannels IntegratorMode 11	0
DetectionChannels IntegratorMode 110	0
DetectionChannels IntegratorMode 111	0
DetectionChannels IntegratorMode 112	0
DetectionChannels IntegratorMode 113	0
DetectionChannels IntegratorMode 114	0
DetectionChannels IntegratorMode 115	0
DetectionChannels IntegratorMode 116	0
DetectionChannels IntegratorMode 117	0
DetectionChannels IntegratorMode 118	0
DetectionChannels IntegratorMode 119	0
DetectionChannels IntegratorMode 12	0
DetectionChannels IntegratorMode 120	0
DetectionChannels IntegratorMode 121	0
DetectionChannels IntegratorMode 122	0
DetectionChannels IntegratorMode 123	0
DetectionChannels IntegratorMode 124	0
DetectionChannels IntegratorMode 125	0
DetectionChannels IntegratorMode 126	0
DetectionChannels IntegratorMode 127	0
DetectionChannels IntegratorMode 128	0
DetectionChannels IntegratorMode 129	0
DetectionChannels IntegratorMode 13	0
DetectionChannels IntegratorMode 130	0
DetectionChannels IntegratorMode 131	0
DetectionChannels IntegratorMode 132	0
DetectionChannels IntegratorMode 133	0
DetectionChannels IntegratorMode 134	0
DetectionChannels IntegratorMode 135	0
DetectionChannels IntegratorMode 136	0
DetectionChannels IntegratorMode 137	0
DetectionChannels IntegratorMode 138	0
DetectionChannels IntegratorMode 139	0
DetectionChannels IntegratorMode 14	0
DetectionChannels IntegratorMode 140	0
DetectionChannels IntegratorMode 141	0
DetectionChannels IntegratorMode 142	0
DetectionChannels IntegratorMode 143	0
DetectionChannels IntegratorMode 144	0
DetectionChannels IntegratorMode 145	0
DetectionChannels IntegratorMode 146	0
DetectionChannels IntegratorMode 147	0
DetectionChannels IntegratorMode 148	0
DetectionChannels IntegratorMode 149	0
DetectionChannels IntegratorMode 15	0
DetectionChannels IntegratorMode 150	0
DetectionChannels IntegratorMode 151	0
DetectionChannels IntegratorMode 152	0
DetectionChannels IntegratorMode 153	0
DetectionChannels IntegratorMode 154	0
DetectionChannels IntegratorMode 155	0
DetectionChannels IntegratorMode 156	0
DetectionChannels IntegratorMode 157	0
DetectionChannels IntegratorMode 158	0
DetectionChannels IntegratorMode 159	0
DetectionChannels IntegratorMode 16	0
DetectionChannels IntegratorMode 160	0
DetectionChannels IntegratorMode 161	0
DetectionChannels IntegratorMode 162	0
DetectionChannels IntegratorMode 163	0
DetectionChannels IntegratorMode 164	0
DetectionChannels IntegratorMode 165	0
DetectionChannels IntegratorMode 166	0
DetectionChannels IntegratorMode 167	0
DetectionChannels IntegratorMode 168	0
DetectionChannels IntegratorMode 169	0
DetectionChannels IntegratorMode 17	0
DetectionChannels IntegratorMode 170	0
DetectionChannels IntegratorMode 171	0
DetectionChannels IntegratorMode 172	0
DetectionChannels IntegratorMode 173	0
DetectionChannels IntegratorMode 174	0
DetectionChannels IntegratorMode 175	0
DetectionChannels IntegratorMode 176	0
DetectionChannels IntegratorMode 177	0
DetectionChannels IntegratorMode 178	0
DetectionChannels IntegratorMode 179	0
DetectionChannels IntegratorMode 18	0
DetectionChannels IntegratorMode 180	0
DetectionChannels IntegratorMode 181	0
DetectionChannels IntegratorMode 182	0
DetectionChannels IntegratorMode 183	0
DetectionChannels IntegratorMode 184	0
DetectionChannels IntegratorMode 185	0
DetectionChannels IntegratorMode 186	0
DetectionChannels IntegratorMode 187	0
DetectionChannels IntegratorMode 188	0
DetectionChannels IntegratorMode 189	0
DetectionChannels IntegratorMode 19	0
DetectionChannels IntegratorMode 190	0
DetectionChannels IntegratorMode 191	0
DetectionChannels IntegratorMode 192	0
DetectionChannels IntegratorMode 193	0
DetectionChannels IntegratorMode 194	0
DetectionChannels IntegratorMode 195	0
DetectionChannels IntegratorMode 196	0
DetectionChannels IntegratorMode 197	0
DetectionChannels IntegratorMode 198	0
DetectionChannels IntegratorMode 199	0
DetectionChannels IntegratorMode 2	0
DetectionChannels IntegratorMode 20	0
DetectionChannels IntegratorMode 200	0
DetectionChannels IntegratorMode 201	0
DetectionChannels IntegratorMode 202	0
DetectionChannels IntegratorMode 203	0
DetectionChannels IntegratorMode 204	0
DetectionChannels IntegratorMode 205	0
DetectionChannels IntegratorMode 206	0
DetectionChannels IntegratorMode 207	0
DetectionChannels IntegratorMode 208	0
DetectionChannels IntegratorMode 209	0
DetectionChannels IntegratorMode 21	0
DetectionChannels IntegratorMode 210	0
DetectionChannels IntegratorMode 211	0
DetectionChannels IntegratorMode 212	0
DetectionChannels IntegratorMode 213	0
DetectionChannels IntegratorMode 214	0
DetectionChannels IntegratorMode 215	0
DetectionChannels IntegratorMode 216	0
DetectionChannels IntegratorMode 217	0
DetectionChannels IntegratorMode 218	0
DetectionChannels IntegratorMode 219	0
DetectionChannels IntegratorMode 22	0
DetectionChannels IntegratorMode 220	0
DetectionChannels IntegratorMode 221	0
DetectionChannels IntegratorMode 222	0
DetectionChannels IntegratorMode 223	0
DetectionChannels IntegratorMode 224	0
DetectionChannels IntegratorMode 225	0
DetectionChannels IntegratorMode 226	0
DetectionChannels IntegratorMode 227	0
DetectionChannels IntegratorMode 228	0
DetectionChannels IntegratorMode 229	0
DetectionChannels IntegratorMode 23	0
DetectionChannels IntegratorMode 230	0
DetectionChannels IntegratorMode 231	0
DetectionChannels IntegratorMode 232	0
DetectionChannels IntegratorMode 233	0
DetectionChannels IntegratorMode 234	0
DetectionChannels IntegratorMode 235	0
DetectionChannels IntegratorMode 236	0
DetectionChannels IntegratorMode 237	0
DetectionChannels IntegratorMode 238	0
DetectionChannels IntegratorMode 239	0
DetectionChannels IntegratorMode 24	0
DetectionChannels IntegratorMode 240	0
DetectionChannels IntegratorMode 241	0
DetectionChannels IntegratorMode 242	0
DetectionChannels IntegratorMode 243	0
DetectionChannels IntegratorMode 244	0
DetectionChannels IntegratorMode 245	0
DetectionChannels IntegratorMode 246	0
DetectionChannels IntegratorMode 247	0
DetectionChannels IntegratorMode 248	0
DetectionChannels IntegratorMode 249	0
DetectionChannels IntegratorMode 25	0
DetectionChannels IntegratorMode 250	0
DetectionChannels IntegratorMode 251	0
DetectionChannels IntegratorMode 252	0
DetectionChannels IntegratorMode 253	0
DetectionChannels IntegratorMode 254	0
DetectionChannels IntegratorMode 255	0
DetectionChannels IntegratorMode 256	0
DetectionChannels IntegratorMode 257	0
DetectionChannels IntegratorMode 258	0
DetectionChannels IntegratorMode 259	0
DetectionChannels IntegratorMode 26	0
DetectionChannels IntegratorMode 260	0
DetectionChannels IntegratorMode 261	0
DetectionChannels IntegratorMode 262	0
DetectionChannels IntegratorMode 263	0
DetectionChannels IntegratorMode 264	0
DetectionChannels IntegratorMode 265	0
DetectionChannels IntegratorMode 266	0
DetectionChannels IntegratorMode 267	0
DetectionChannels IntegratorMode 268	0
DetectionChannels IntegratorMode 269	0
DetectionChannels IntegratorMode 27	0
DetectionChannels IntegratorMode 270	0
DetectionChannels IntegratorMode 271	0
DetectionChannels IntegratorMode 272	0
DetectionChannels IntegratorMode 273	0
DetectionChannels IntegratorMode 274	0
DetectionChannels IntegratorMode 275	0
DetectionChannels IntegratorMode 276	0
DetectionChannels IntegratorMode 277	0
DetectionChannels IntegratorMode 278	0
DetectionChannels IntegratorMode 279	0
DetectionChannels IntegratorMode 28	0
DetectionChannels IntegratorMode 280	0
DetectionChannels IntegratorMode 281	0
DetectionChannels IntegratorMode 282	0
DetectionChannels IntegratorMode 283	0
DetectionChannels IntegratorMode 284	0
DetectionChannels IntegratorMode 285	0
DetectionChannels IntegratorMode 286	0
DetectionChannels IntegratorMode 287	0
DetectionChannels IntegratorMode 288	0
DetectionChannels IntegratorMode 289	0
DetectionChannels IntegratorMode 29	0
DetectionChannels IntegratorMode 290	0
DetectionChannels IntegratorMode 291	0
DetectionChannels IntegratorMode 292	0
DetectionChannels IntegratorMode 293	0
DetectionChannels IntegratorMode 294	0
DetectionChannels IntegratorMode 295	0
DetectionChannels IntegratorMode 296	0
DetectionChannels IntegratorMode 297	0
DetectionChannels IntegratorMode 298	0
DetectionChannels IntegratorMode 299	0
DetectionChannels IntegratorMode 3	0
DetectionChannels IntegratorMode 30	0
DetectionChannels IntegratorMode 300	0
DetectionChannels IntegratorMode 301	0
DetectionChannels IntegratorMode 302	0
DetectionChannels IntegratorMode 303	0
DetectionChannels IntegratorMode 304	0
DetectionChannels IntegratorMode 305	0
DetectionChannels IntegratorMode 306	0
DetectionChannels IntegratorMode 307	0
DetectionChannels IntegratorMode 308	0
DetectionChannels IntegratorMode 309	0
DetectionChannels IntegratorMode 31	0
DetectionChannels IntegratorMode 310	0
DetectionChannels IntegratorMode 311	0
DetectionChannels IntegratorMode 312	0
DetectionChannels IntegratorMode 313	0
DetectionChannels IntegratorMode 314	0
DetectionChannels IntegratorMode 315	0
DetectionChannels IntegratorMode 316	0
DetectionChannels IntegratorMode 317	0
DetectionChannels IntegratorMode 318	0
DetectionChannels IntegratorMode 319	0
DetectionChannels IntegratorMode 32	0
DetectionChannels IntegratorMode 320	0
DetectionChannels IntegratorMode 321	0
DetectionChannels IntegratorMode 322	0
DetectionChannels IntegratorMode 323	0
DetectionChannels IntegratorMode 324	0
DetectionChannels IntegratorMode 325	0
DetectionChannels IntegratorMode 326	0
DetectionChannels IntegratorMode 327	0
DetectionChannels IntegratorMode 328	0
DetectionChannels IntegratorMode 329	0
DetectionChannels IntegratorMode 33	0
DetectionChannels IntegratorMode 330	0
DetectionChannels IntegratorMode 331	0
DetectionChannels IntegratorMode 332	0
DetectionChannels IntegratorMode 333	0
DetectionChannels IntegratorMode 334	0
DetectionChannels IntegratorMode 335	0
DetectionChannels IntegratorMode 336	0
DetectionChannels IntegratorMode 337	0
DetectionChannels IntegratorMode 338	0
DetectionChannels IntegratorMode 339	0
DetectionChannels IntegratorMode 34	0
DetectionChannels IntegratorMode 340	0
DetectionChannels IntegratorMode 341	0
DetectionChannels IntegratorMode 342	0
DetectionChannels IntegratorMode 343	0
DetectionChannels IntegratorMode 344	0
DetectionChannels IntegratorMode 345	0
DetectionChannels IntegratorMode 346	0
DetectionChannels IntegratorMode 347	0
DetectionChannels IntegratorMode 348	0
DetectionChannels IntegratorMode 349	0
DetectionChannels IntegratorMode 35	0
DetectionChannels IntegratorMode 350	0
DetectionChannels IntegratorMode 351	0
DetectionChannels IntegratorMode 352	0
DetectionChannels IntegratorMode 353	0
DetectionChannels IntegratorMode 354	0
DetectionChannels IntegratorMode 355	0
DetectionChannels IntegratorMode 356	0
DetectionChannels IntegratorMode 357	0
DetectionChannels IntegratorMode 358	0
DetectionChannels IntegratorMode 359	0
DetectionChannels IntegratorMode 36	0
DetectionChannels IntegratorMode 360	0
DetectionChannels IntegratorMode 361	0
DetectionChannels IntegratorMode 362	0
DetectionChannels IntegratorMode 363	0
DetectionChannels IntegratorMode 364	0
DetectionChannels IntegratorMode 365	0
DetectionChannels IntegratorMode 366	0
DetectionChannels IntegratorMode 367	0
DetectionChannels IntegratorMode 368	0
DetectionChannels IntegratorMode 369	0
DetectionChannels IntegratorMode 37	0
DetectionChannels IntegratorMode 370	0
DetectionChannels IntegratorMode 371	0
DetectionChannels IntegratorMode 372	0
DetectionChannels IntegratorMode 373	0
DetectionChannels IntegratorMode 374	0
DetectionChannels IntegratorMode 375	0
DetectionChannels IntegratorMode 376	0
DetectionChannels IntegratorMode 377	0
DetectionChannels IntegratorMode 378	0
DetectionChannels IntegratorMode 379	0
DetectionChannels IntegratorMode 38	0
DetectionChannels IntegratorMode 380	0
DetectionChannels IntegratorMode 381	0
DetectionChannels IntegratorMode 382	0
DetectionChannels IntegratorMode 383	0
DetectionChannels IntegratorMode 384	0
DetectionChannels IntegratorMode 385	0
DetectionChannels IntegratorMode 386	0
DetectionChannels IntegratorMode 387	0
DetectionChannels IntegratorMode 388	0
DetectionChannels IntegratorMode 389	0
DetectionChannels IntegratorMode 39	0
DetectionChannels IntegratorMode 390	0
DetectionChannels IntegratorMode 391	0
DetectionChannels IntegratorMode 392	0
DetectionChannels IntegratorMode 393	0
DetectionChannels IntegratorMode 394	0
DetectionChannels IntegratorMode 395	0
DetectionChannels IntegratorMode 396	0
DetectionChannels IntegratorMode 397	0
DetectionChannels IntegratorMode 398	0
DetectionChannels IntegratorMode 399	0
DetectionChannels IntegratorMode 4	0
DetectionChannels IntegratorMode 40	0
DetectionChannels IntegratorMode 400	0
DetectionChannels IntegratorMode 401	0
DetectionChannels IntegratorMode 402	0
DetectionChannels IntegratorMode 403	0
DetectionChannels IntegratorMode 404	0
DetectionChannels IntegratorMode 405	0
DetectionChannels IntegratorMode 406	0
DetectionChannels IntegratorMode 407	0
DetectionChannels IntegratorMode 408	0
DetectionChannels IntegratorMode 409	0
DetectionChannels IntegratorMode 41	0
DetectionChannels IntegratorMode 410	0
DetectionChannels IntegratorMode 411	0
DetectionChannels IntegratorMode 412	0
DetectionChannels IntegratorMode 413	0
DetectionChannels IntegratorMode 414	0
DetectionChannels IntegratorMode 415	0
DetectionChannels IntegratorMode 416	0
DetectionChannels IntegratorMode 417	0
DetectionChannels IntegratorMode 418	0
DetectionChannels IntegratorMode 419	0
DetectionChannels IntegratorMode 42	0
DetectionChannels IntegratorMode 420	0
DetectionChannels IntegratorMode 421	0
DetectionChannels IntegratorMode 422	0
DetectionChannels IntegratorMode 423	0
DetectionChannels IntegratorMode 424	0
DetectionChannels IntegratorMode 425	0
DetectionChannels IntegratorMode 426	0
DetectionChannels IntegratorMode 427	0
DetectionChannels IntegratorMode 428	0
DetectionChannels IntegratorMode 429	0
DetectionChannels IntegratorMode 43	0
DetectionChannels IntegratorMode 430	0
DetectionChannels IntegratorMode 431	0
DetectionChannels IntegratorMode 432	0
DetectionChannels IntegratorMode 44	0
DetectionChannels IntegratorMode 45	0
DetectionChannels IntegratorMode 46	0
DetectionChannels IntegratorMode 47	0
DetectionChannels IntegratorMode 48	0
DetectionChannels IntegratorMode 49	0
DetectionChannels IntegratorMode 5	0
DetectionChannels IntegratorMode 50	0
DetectionChannels IntegratorMode 51	0
DetectionChannels IntegratorMode 52	0
DetectionChannels IntegratorMode 53	0
DetectionChannels IntegratorMode 54	0
DetectionChannels IntegratorMode 55	0
DetectionChannels IntegratorMode 56	0
DetectionChannels IntegratorMode 57	0
DetectionChannels IntegratorMode 58	0
DetectionChannels IntegratorMode 59	0
DetectionChannels IntegratorMode 6	0
DetectionChannels IntegratorMode 60	0
DetectionChannels IntegratorMode 61	0
DetectionChannels IntegratorMode 62	0
DetectionChannels IntegratorMode 63	0
DetectionChannels IntegratorMode 64	0
DetectionChannels IntegratorMode 65	0
DetectionChannels IntegratorMode 66	0
DetectionChannels IntegratorMode 67	0
DetectionChannels IntegratorMode 68	0
DetectionChannels IntegratorMode 69	0
DetectionChannels IntegratorMode 7	0
DetectionChannels IntegratorMode 70	0
DetectionChannels IntegratorMode 71	0
DetectionChannels IntegratorMode 72	0
DetectionChannels IntegratorMode 73	0
DetectionChannels IntegratorMode 74	0
DetectionChannels IntegratorMode 75	0
DetectionChannels IntegratorMode 76	0
DetectionChannels IntegratorMode 77	0
DetectionChannels IntegratorMode 78	0
DetectionChannels IntegratorMode 79	0
DetectionChannels IntegratorMode 8	0
DetectionChannels IntegratorMode 80	0
DetectionChannels IntegratorMode 81	0
DetectionChannels IntegratorMode 82	0
DetectionChannels IntegratorMode 83	0
DetectionChannels IntegratorMode 84	0
DetectionChannels IntegratorMode 85	0
DetectionChannels IntegratorMode 86	0
DetectionChannels IntegratorMode 87	0
DetectionChannels IntegratorMode 88	0
DetectionChannels IntegratorMode 89	0
DetectionChannels IntegratorMode 9	0
DetectionChannels IntegratorMode 90	0
DetectionChannels IntegratorMode 91	0
DetectionChannels IntegratorMode 92	0
DetectionChannels IntegratorMode 93	0
DetectionChannels IntegratorMode 94	0
DetectionChannels IntegratorMode 95	0
DetectionChannels IntegratorMode 96	0
DetectionChannels IntegratorMode 97	0
DetectionChannels IntegratorMode 98	0
DetectionChannels IntegratorMode 99	0
DetectionChannels Name 1	ChS1
DetectionChannels Name 10	Ch2
DetectionChannels Name 100	ChS2
DetectionChannels Name 101	ChS7
DetectionChannels Name 102	ChS8
DetectionChannels Name 103	ChS
DetectionChannels Name 104	Ch2
DetectionChannels Name 105	Ch3
DetectionChannels Name 106	ChD
DetectionChannels Name 107	ChS1
DetectionChannels Name 108	ChS2
DetectionChannels Name 109	ChS3
DetectionChannels Name 11	Ch3
DetectionChannels Name 110	ChS4
DetectionChannels Name 111	ChS3
DetectionChannels Name 112	ChS4
DetectionChannels Name 113	ChS5
DetectionChannels Name 114	ChS6
DetectionChannels Name 115	ChS7
DetectionChannels Name 116	ChS8
DetectionChannels Name 117	ChS
DetectionChannels Name 118	Ch2
DetectionChannels Name 119	Ch3
DetectionChannels Name 12	ChD
DetectionChannels Name 120	ChD
DetectionChannels Name 121	ChS1
DetectionChannels Name 122	ChS2
DetectionChannels Name 123	ChS3
DetectionChannels Name 124	ChS4
DetectionChannels Name 125	ChS5
DetectionChannels Name 126	ChS6
DetectionChannels Name 127	ChS7
DetectionChannels Name 128	ChS8
DetectionChannels Name 129	ChS
DetectionChannels Name 13	ChS1
DetectionChannels Name 130	Ch2
DetectionChannels Name 131	Ch3
DetectionChannels Name 132	ChD
DetectionChannels Name 133	ChS1
DetectionChannels Name 134	ChS2
DetectionChannels Name 135	ChS3
DetectionChannels Name 136	ChS4
DetectionChannels Name 137	ChS5
DetectionChannels Name 138	ChS6
DetectionChannels Name 139	ChS7
DetectionChannels Name 14	ChS2
DetectionChannels Name 140	ChS8
DetectionChannels Name 141	ChS
DetectionChannels Name 142	Ch2
DetectionChannels Name 143	Ch3
DetectionChannels Name 144	ChD
DetectionChannels Name 145	ChS1
DetectionChannels Name 146	ChS2
DetectionChannels Name 147	ChS3
DetectionChannels Name 148	ChS4
DetectionChannels Name 149	ChS5
DetectionChannels Name 15	ChS3
DetectionChannels Name 150	ChS6
DetectionChannels Name 151	ChS7
DetectionChannels Name 152	ChS8
DetectionChannels Name 153	ChS
DetectionChannels Name 154	Ch2
DetectionChannels Name 155	Ch3
DetectionChannels Name 156	ChD
DetectionChannels Name 157	ChS1
DetectionChannels Name 158	ChS2
DetectionChannels Name 159	ChS3
DetectionChannels Name 16	ChS4
DetectionChannels Name 160	ChS4
DetectionChannels Name 161	ChS5
DetectionChannels Name 162	ChS6
DetectionChannels Name 163	ChS7
DetectionChannels Name 164	ChS8
DetectionChannels Name 165	ChS
DetectionChannels Name 166	Ch2
DetectionChannels Name 167	Ch3
DetectionChannels Name 168	ChD
DetectionChannels Name 169	ChS1
DetectionChannels Name 17	ChS5
DetectionChannels Name 170	ChS2
DetectionChannels Name 171	ChS3
DetectionChannels Name 172	ChS4
DetectionChannels Name 173	ChS5
DetectionChannels Name 174	ChS6
DetectionChannels Name 175	ChS7
DetectionChannels Name 176	ChS8
DetectionChannels Name 177	ChS
DetectionChannels Name 178	Ch2
DetectionChannels Name 179	Ch3
DetectionChannels Name 18	ChS6
DetectionChannels Name 180	ChD
DetectionChannels Name 181	ChS1
DetectionChannels Name 182	ChS2
DetectionChannels Name 183	ChS3
DetectionChannels Name 184	ChS4
DetectionChannels Name 185	ChS5
DetectionChannels Name 186	ChS6
DetectionChannels Name 187	ChS7
DetectionChannels Name 188	ChS8
DetectionChannels Name 189	ChS
DetectionChannels Name 19	ChS7
DetectionChannels Name 190	Ch2
DetectionChannels Name 191	Ch3
DetectionChannels Name 192	ChD
DetectionChannels Name 193	ChS1
DetectionChannels Name 194	ChS2
DetectionChannels Name 195	ChS3
DetectionChannels Name 196	ChS4
DetectionChannels Name 197	ChS5
DetectionChannels Name 198	ChS6
DetectionChannels Name 199	ChS7
DetectionChannels Name 2	ChS2
DetectionChannels Name 20	ChS8
DetectionChannels Name 200	ChS8
DetectionChannels Name 201	ChS7
DetectionChannels Name 202	ChS8
DetectionChannels Name 203	ChS
DetectionChannels Name 204	Ch2
DetectionChannels Name 205	Ch3
DetectionChannels Name 206	ChD
DetectionChannels Name 207	ChS1
DetectionChannels Name 208	ChS2
DetectionChannels Name 209	ChS3
DetectionChannels Name 21	ChS
DetectionChannels Name 210	ChS4
DetectionChannels Name 211	ChS
DetectionChannels Name 212	Ch2
DetectionChannels Name 213	Ch3
DetectionChannels Name 214	ChD
DetectionChannels Name 215	ChS1
DetectionChannels Name 216	ChS2
DetectionChannels Name 217	ChS3
DetectionChannels Name 218	ChS4
DetectionChannels Name 219	ChS5
DetectionChannels Name 22	Ch2
DetectionChannels Name 220	ChS6
DetectionChannels Name 221	ChS5
DetectionChannels Name 222	ChS6
DetectionChannels Name 223	ChS7
DetectionChannels Name 224	ChS8
DetectionChannels Name 225	ChS
DetectionChannels Name 226	Ch2
DetectionChannels Name 227	Ch3
DetectionChannels Name 228	ChD
DetectionChannels Name 229	ChS1
DetectionChannels Name 23	Ch3
DetectionChannels Name 230	ChS2
DetectionChannels Name 231	ChS3
DetectionChannels Name 232	ChS4
DetectionChannels Name 233	ChS5
DetectionChannels Name 234	ChS6
DetectionChannels Name 235	ChS7
DetectionChannels Name 236	ChS8
DetectionChannels Name 237	ChS
DetectionChannels Name 238	Ch2
DetectionChannels Name 239	Ch3
DetectionChannels Name 24	ChD
DetectionChannels Name 240	ChD
DetectionChannels Name 241	ChS1
DetectionChannels Name 242	ChS2
DetectionChannels Name 243	ChS3
DetectionChannels Name 244	ChS4
DetectionChannels Name 245	ChS5
DetectionChannels Name 246	ChS6
DetectionChannels Name 247	ChS7
DetectionChannels Name 248	ChS8
DetectionChannels Name 249	ChS
DetectionChannels Name 25	ChS1
DetectionChannels Name 250	Ch2
DetectionChannels Name 251	Ch3
DetectionChannels Name 252	ChD
DetectionChannels Name 253	ChS1
DetectionChannels Name 254	ChS2
DetectionChannels Name 255	ChS3
DetectionChannels Name 256	ChS4
DetectionChannels Name 257	ChS5
DetectionChannels Name 258	ChS6
DetectionChannels Name 259	ChS7
DetectionChannels Name 26	ChS2
DetectionChannels Name 260	ChS8
DetectionChannels Name 261	ChS
DetectionChannels Name 262	Ch2
DetectionChannels Name 263	Ch3
DetectionChannels Name 264	ChD
DetectionChannels Name 265	ChS1
DetectionChannels Name 266	ChS2
DetectionChannels Name 267	ChS3
DetectionChannels Name 268	ChS4
DetectionChannels Name 269	ChS5
DetectionChannels Name 27	ChS3
DetectionChannels Name 270	ChS6
DetectionChannels Name 271	ChS7
DetectionChannels Name 272	ChS8
DetectionChannels Name 273	ChS
DetectionChannels Name 274	Ch2
DetectionChannels Name 275	Ch3
DetectionChannels Name 276	ChD
DetectionChannels Name 277	ChS1
DetectionChannels Name 278	ChS2
DetectionChannels Name 279	ChS3
DetectionChannels Name 28	ChS4
DetectionChannels Name 280	ChS4
DetectionChannels Name 281	ChS5
DetectionChannels Name 282	ChS6
DetectionChannels Name 283	ChS7
DetectionChannels Name 284	ChS8
DetectionChannels Name 285	ChS
DetectionChannels Name 286	Ch2
DetectionChannels Name 287	Ch3
DetectionChannels Name 288	ChD
DetectionChannels Name 289	ChS1
DetectionChannels Name 29	ChS5
DetectionChannels Name 290	ChS2
DetectionChannels Name 291	ChS3
DetectionChannels Name 292	ChS4
DetectionChannels Name 293	ChS5
DetectionChannels Name 294	ChS6
DetectionChannels Name 295	ChS7
DetectionChannels Name 296	ChS8
DetectionChannels Name 297	ChS
DetectionChannels Name 298	Ch2
DetectionChannels Name 299	Ch3
DetectionChannels Name 3	ChS3
DetectionChannels Name 30	ChS6
DetectionChannels Name 300	ChD
DetectionChannels Name 301	ChS1
DetectionChannels Name 302	ChS2
DetectionChannels Name 303	ChS3
DetectionChannels Name 304	ChS4
DetectionChannels Name 305	ChS5
DetectionChannels Name 306	ChS6
DetectionChannels Name 307	ChS7
DetectionChannels Name 308	ChS8
DetectionChannels Name 309	ChS
DetectionChannels Name 31	ChS7
DetectionChannels Name 310	Ch2
DetectionChannels Name 311	Ch3
DetectionChannels Name 312	ChD
DetectionChannels Name 313	ChS1
DetectionChannels Name 314	ChS2
DetectionChannels Name 315	ChS3
DetectionChannels Name 316	ChS4
DetectionChannels Name 317	ChS5
DetectionChannels Name 318	ChS6
DetectionChannels Name 319	ChS7
DetectionChannels Name 32	ChS8
DetectionChannels Name 320	ChS8
DetectionChannels Name 321	ChS
DetectionChannels Name 322	Ch2
DetectionChannels Name 323	Ch3
DetectionChannels Name 324	ChD
DetectionChannels Name 325	ChS1
DetectionChannels Name 326	ChS2
DetectionChannels Name 327	ChS3
DetectionChannels Name 328	ChS4
DetectionChannels Name 329	ChS5
DetectionChannels Name 33	ChS
DetectionChannels Name 330	ChS6
DetectionChannels Name 331	ChS7
DetectionChannels Name 332	ChS8
DetectionChannels Name 333	ChS
DetectionChannels Name 334	Ch2
DetectionChannels Name 335	Ch3
DetectionChannels Name 336	ChD
DetectionChannels Name 337	ChS1
DetectionChannels Name 338	ChS2
DetectionChannels Name 339	ChS3
DetectionChannels Name 34	Ch2
DetectionChannels Name 340	ChS4
DetectionChannels Name 341	ChS3
DetectionChannels Name 342	ChS4
DetectionChannels Name 343	ChS5
DetectionChannels Name 344	ChS6
DetectionChannels Name 345	ChS7
DetectionChannels Name 346	ChS8
DetectionChannels Name 347	ChS
DetectionChannels Name 348	Ch2
DetectionChannels Name 349	Ch3
DetectionChannels Name 35	Ch3
DetectionChannels Name 350	ChD
DetectionChannels Name 351	ChS5
DetectionChannels Name 352	ChS6
DetectionChannels Name 353	ChS7
DetectionChannels Name 354	ChS8
DetectionChannels Name 355	ChS
DetectionChannels Name 356	Ch2
DetectionChannels Name 357	Ch3
DetectionChannels Name 358	ChD
DetectionChannels Name 359	ChS1
DetectionChannels Name 36	ChD
DetectionChannels Name 360	ChS2
DetectionChannels Name 361	ChS1
DetectionChannels Name 362	ChS2
DetectionChannels Name 363	ChS3
DetectionChannels Name 364	ChS4
DetectionChannels Name 365	ChS5
DetectionChannels Name 366	ChS6
DetectionChannels Name 367	ChS7
DetectionChannels Name 368	ChS8
DetectionChannels Name 369	ChS
DetectionChannels Name 37	ChS1
DetectionChannels Name 370	Ch2
DetectionChannels Name 371	Ch3
DetectionChannels Name 372	ChD
DetectionChannels Name 373	ChS1
DetectionChannels Name 374	ChS2
DetectionChannels Name 375	ChS3
DetectionChannels Name 376	ChS4
DetectionChannels Name 377	ChS5
DetectionChannels Name 378	ChS6
DetectionChannels Name 379	ChS7
DetectionChannels Name 38	ChS2
DetectionChannels Name 380	ChS8
DetectionChannels Name 381	ChS
DetectionChannels Name 382	Ch2
DetectionChannels Name 383	Ch3
DetectionChannels Name 384	ChD
DetectionChannels Name 385	ChS1
DetectionChannels Name 386	ChS2
DetectionChannels Name 387	ChS3
DetectionChannels Name 388	ChS4
DetectionChannels Name 389	ChS5
DetectionChannels Name 39	ChS3
DetectionChannels Name 390	ChS6
DetectionChannels Name 391	ChS5
DetectionChannels Name 392	ChS6
DetectionChannels Name 393	ChS7
DetectionChannels Name 394	ChS8
DetectionChannels Name 395	ChS
DetectionChannels Name 396	Ch2
DetectionChannels Name 397	Ch3
DetectionChannels Name 398	ChD
DetectionChannels Name 399	ChS1
DetectionChannels Name 4	ChS4
DetectionChannels Name 40	ChS4
DetectionChannels Name 400	ChS2
DetectionChannels Name 401	ChS3
DetectionChannels Name 402	ChS4
DetectionChannels Name 403	ChS5
DetectionChannels Name 404	ChS6
DetectionChannels Name 405	ChS7
DetectionChannels Name 406	ChS8
DetectionChannels Name 407	ChS
DetectionChannels Name 408	Ch2
DetectionChannels Name 409	Ch3
DetectionChannels Name 41	ChS5
DetectionChannels Name 410	ChD
DetectionChannels Name 411	ChS1
DetectionChannels Name 412	ChS2
DetectionChannels Name 413	ChS3
DetectionChannels Name 414	ChS4
DetectionChannels Name 415	ChS5
DetectionChannels Name 416	ChS6
DetectionChannels Name 417	ChS7
DetectionChannels Name 418	ChS8
DetectionChannels Name 419	ChS
DetectionChannels Name 42	ChS6
DetectionChannels Name 420	Ch2
DetectionChannels Name 421	Ch3
DetectionChannels Name 422	ChD
DetectionChannels Name 423	ChS7
DetectionChannels Name 424	ChS8
DetectionChannels Name 425	ChS
DetectionChannels Name 426	Ch2
DetectionChannels Name 427	Ch3
DetectionChannels Name 428	ChD
DetectionChannels Name 429	ChS1
DetectionChannels Name 43	ChS7
DetectionChannels Name 430	ChS2
DetectionChannels Name 431	ChS3
DetectionChannels Name 432	ChS4
DetectionChannels Name 44	ChS8
DetectionChannels Name 45	ChS
DetectionChannels Name 46	Ch2
DetectionChannels Name 47	Ch3
DetectionChannels Name 48	ChD
DetectionChannels Name 49	ChS1
DetectionChannels Name 5	ChS5
DetectionChannels Name 50	ChS2
DetectionChannels Name 51	ChS3
DetectionChannels Name 52	ChS4
DetectionChannels Name 53	ChS5
DetectionChannels Name 54	ChS6
DetectionChannels Name 55	ChS7
DetectionChannels Name 56	ChS8
DetectionChannels Name 57	ChS
DetectionChannels Name 58	Ch2
DetectionChannels Name 59	Ch3
DetectionChannels Name 6	ChS6
DetectionChannels Name 60	ChD
DetectionChannels Name 61	ChS1
DetectionChannels Name 62	ChS2
DetectionChannels Name 63	ChS3
DetectionChannels Name 64	ChS4
DetectionChannels Name 65	ChS5
DetectionChannels Name 66	ChS6
DetectionChannels Name 67	ChS7
DetectionChannels Name 68	ChS8
DetectionChannels Name 69	ChS
DetectionChannels Name 7	ChS7
DetectionChannels Name 70	Ch2
DetectionChannels Name 71	Ch3
DetectionChannels Name 72	ChD
DetectionChannels Name 73	ChS1
DetectionChannels Name 74	ChS2
DetectionChannels Name 75	ChS3
DetectionChannels Name 76	ChS4
DetectionChannels Name 77	ChS5
DetectionChannels Name 78	ChS6
DetectionChannels Name 79	ChS7
DetectionChannels Name 8	ChS8
DetectionChannels Name 80	ChS8
DetectionChannels Name 81	ChS
DetectionChannels Name 82	Ch2
DetectionChannels Name 83	Ch3
DetectionChannels Name 84	ChD
DetectionChannels Name 85	ChS1
DetectionChannels Name 86	ChS2
DetectionChannels Name 87	ChS3
DetectionChannels Name 88	ChS4
DetectionChannels Name 89	ChS5
DetectionChannels Name 9	ChS
DetectionChannels Name 90	ChS6
DetectionChannels Name 91	ChS5
DetectionChannels Name 92	ChS6
DetectionChannels Name 93	ChS7
DetectionChannels Name 94	ChS8
DetectionChannels Name 95	ChS
DetectionChannels Name 96	Ch2
DetectionChannels Name 97	Ch3
DetectionChannels Name 98	ChD
DetectionChannels Name 99	ChS1
DetectionChannels PinholeDiameter 1	442
DetectionChannels PinholeDiameter 10	896
DetectionChannels PinholeDiameter 100	442
DetectionChannels PinholeDiameter 101	896
DetectionChannels PinholeDiameter 102	896
DetectionChannels PinholeDiameter 103	896
DetectionChannels PinholeDiameter 104	61
DetectionChannels PinholeDiameter 105	896
DetectionChannels PinholeDiameter 106	0
DetectionChannels PinholeDiameter 107	896
DetectionChannels PinholeDiameter 108	896
DetectionChannels PinholeDiameter 109	896
DetectionChannels PinholeDiameter 11	896
DetectionChannels PinholeDiameter 110	896
DetectionChannels PinholeDiameter 111	442
DetectionChannels PinholeDiameter 112	442
DetectionChannels PinholeDiameter 113	442
DetectionChannels PinholeDiameter 114	442
DetectionChannels PinholeDiameter 115	442
DetectionChannels PinholeDiameter 116	442
DetectionChannels PinholeDiameter 117	896
DetectionChannels PinholeDiameter 118	896
DetectionChannels PinholeDiameter 119	896
DetectionChannels PinholeDiameter 12	0
DetectionChannels PinholeDiameter 120	0
DetectionChannels PinholeDiameter 121	896
DetectionChannels PinholeDiameter 122	896
DetectionChannels PinholeDiameter 123	896
DetectionChannels PinholeDiameter 124	896
DetectionChannels PinholeDiameter 125	896
DetectionChannels PinholeDiameter 126	896
DetectionChannels PinholeDiameter 127	896
DetectionChannels PinholeDiameter 128	896
DetectionChannels PinholeDiameter 129	896
DetectionChannels PinholeDiameter 13	896
DetectionChannels PinholeDiameter 130	61
DetectionChannels PinholeDiameter 131	896
DetectionChannels PinholeDiameter 132	0
DetectionChannels PinholeDiameter 133	896
DetectionChannels PinholeDiameter 134	896
DetectionChannels PinholeDiameter 135	896
DetectionChannels PinholeDiameter 136	896
DetectionChannels PinholeDiameter 137	896
DetectionChannels PinholeDiameter 138	896
DetectionChannels PinholeDiameter 139	896
DetectionChannels PinholeDiameter 14	896
DetectionChannels PinholeDiameter 140	896
DetectionChannels PinholeDiameter 141	896
DetectionChannels PinholeDiameter 142	896
DetectionChannels PinholeDiameter 143	70
DetectionChannels PinholeDiameter 144	0
DetectionChannels PinholeDiameter 145	442
DetectionChannels PinholeDiameter 146	442
DetectionChannels PinholeDiameter 147	442
DetectionChannels PinholeDiameter 148	442
DetectionChannels PinholeDiameter 149	442
DetectionChannels PinholeDiameter 15	896
DetectionChannels PinholeDiameter 150	442
DetectionChannels PinholeDiameter 151	442
DetectionChannels PinholeDiameter 152	442
DetectionChannels PinholeDiameter 153	896
DetectionChannels PinholeDiameter 154	896
DetectionChannels PinholeDiameter 155	896
DetectionChannels PinholeDiameter 156	0
DetectionChannels PinholeDiameter 157	896
DetectionChannels PinholeDiameter 158	896
DetectionChannels PinholeDiameter 159	896
DetectionChannels PinholeDiameter 16	896
DetectionChannels PinholeDiameter 160	896
DetectionChannels PinholeDiameter 161	896
DetectionChannels PinholeDiameter 162	896
DetectionChannels PinholeDiameter 163	896
DetectionChannels PinholeDiameter 164	896
DetectionChannels PinholeDiameter 165	896
DetectionChannels PinholeDiameter 166	61
DetectionChannels PinholeDiameter 167	896
DetectionChannels PinholeDiameter 168	0
DetectionChannels PinholeDiameter 169	896
DetectionChannels PinholeDiameter 17	896
DetectionChannels PinholeDiameter 170	896
DetectionChannels PinholeDiameter 171	896
DetectionChannels PinholeDiameter 172	896
DetectionChannels PinholeDiameter 173	896
DetectionChannels PinholeDiameter 174	896
DetectionChannels PinholeDiameter 175	896
DetectionChannels PinholeDiameter 176	896
DetectionChannels PinholeDiameter 177	896
DetectionChannels PinholeDiameter 178	896
DetectionChannels PinholeDiameter 179	70
DetectionChannels PinholeDiameter 18	896
DetectionChannels PinholeDiameter 180	0
DetectionChannels PinholeDiameter 181	442
DetectionChannels PinholeDiameter 182	442
DetectionChannels PinholeDiameter 183	442
DetectionChannels PinholeDiameter 184	442
DetectionChannels PinholeDiameter 185	442
DetectionChannels PinholeDiameter 186	442
DetectionChannels PinholeDiameter 187	442
DetectionChannels PinholeDiameter 188	442
DetectionChannels PinholeDiameter 189	896
DetectionChannels PinholeDiameter 19	896
DetectionChannels PinholeDiameter 190	896
DetectionChannels PinholeDiameter 191	896
DetectionChannels PinholeDiameter 192	0
DetectionChannels PinholeDiameter 193	896
DetectionChannels PinholeDiameter 194	896
DetectionChannels PinholeDiameter 195	896
DetectionChannels PinholeDiameter 196	896
DetectionChannels PinholeDiameter 197	896
DetectionChannels PinholeDiameter 198	896
DetectionChannels PinholeDiameter 199	896
DetectionChannels PinholeDiameter 2	442
DetectionChannels PinholeDiameter 20	896
DetectionChannels PinholeDiameter 200	896
DetectionChannels PinholeDiameter 201	896
DetectionChannels PinholeDiameter 202	896
DetectionChannels PinholeDiameter 203	896
DetectionChannels PinholeDiameter 204	896
DetectionChannels PinholeDiameter 205	70
DetectionChannels PinholeDiameter 206	0
DetectionChannels PinholeDiameter 207	477
DetectionChannels PinholeDiameter 208	477
DetectionChannels PinholeDiameter 209	477
DetectionChannels PinholeDiameter 21	896
DetectionChannels PinholeDiameter 210	477
DetectionChannels PinholeDiameter 211	896
DetectionChannels PinholeDiameter 212	61
DetectionChannels PinholeDiameter 213	896
DetectionChannels PinholeDiameter 214	0
DetectionChannels PinholeDiameter 215	896
DetectionChannels PinholeDiameter 216	896
DetectionChannels PinholeDiameter 217	896
DetectionChannels PinholeDiameter 218	896
DetectionChannels PinholeDiameter 219	896
DetectionChannels PinholeDiameter 22	61
DetectionChannels PinholeDiameter 220	896
DetectionChannels PinholeDiameter 221	477
DetectionChannels PinholeDiameter 222	477
DetectionChannels PinholeDiameter 223	477
DetectionChannels PinholeDiameter 224	477
DetectionChannels PinholeDiameter 225	896
DetectionChannels PinholeDiameter 226	896
DetectionChannels PinholeDiameter 227	896
DetectionChannels PinholeDiameter 228	0
DetectionChannels PinholeDiameter 229	896
DetectionChannels PinholeDiameter 23	896
DetectionChannels PinholeDiameter 230	896
DetectionChannels PinholeDiameter 231	896
DetectionChannels PinholeDiameter 232	896
DetectionChannels PinholeDiameter 233	896
DetectionChannels PinholeDiameter 234	896
DetectionChannels PinholeDiameter 235	896
DetectionChannels PinholeDiameter 236	896
DetectionChannels PinholeDiameter 237	896
DetectionChannels PinholeDiameter 238	61
DetectionChannels PinholeDiameter 239	896
DetectionChannels PinholeDiameter 24	0
DetectionChannels PinholeDiameter 240	0
DetectionChannels PinholeDiameter 241	896
DetectionChannels PinholeDiameter 242	896
DetectionChannels PinholeDiameter 243	896
DetectionChannels PinholeDiameter 244	896
DetectionChannels PinholeDiameter 245	896
DetectionChannels PinholeDiameter 246	896
DetectionChannels PinholeDiameter 247	896
DetectionChannels PinholeDiameter 248	896
DetectionChannels PinholeDiameter 249	896
DetectionChannels PinholeDiameter 25	896
DetectionChannels PinholeDiameter 250	896
DetectionChannels PinholeDiameter 251	70
DetectionChannels PinholeDiameter 252	0
DetectionChannels PinholeDiameter 253	477
DetectionChannels PinholeDiameter 254	477
DetectionChannels PinholeDiameter 255	477
DetectionChannels PinholeDiameter 256	477
DetectionChannels PinholeDiameter 257	477
DetectionChannels PinholeDiameter 258	477
DetectionChannels PinholeDiameter 259	477
DetectionChannels PinholeDiameter 26	896
DetectionChannels PinholeDiameter 260	477
DetectionChannels PinholeDiameter 261	896
DetectionChannels PinholeDiameter 262	896
DetectionChannels PinholeDiameter 263	896
DetectionChannels PinholeDiameter 264	0
DetectionChannels PinholeDiameter 265	896
DetectionChannels PinholeDiameter 266	896
DetectionChannels PinholeDiameter 267	896
DetectionChannels PinholeDiameter 268	896
DetectionChannels PinholeDiameter 269	896
DetectionChannels PinholeDiameter 27	896
DetectionChannels PinholeDiameter 270	896
DetectionChannels PinholeDiameter 271	896
DetectionChannels PinholeDiameter 272	896
DetectionChannels PinholeDiameter 273	896
DetectionChannels PinholeDiameter 274	61
DetectionChannels PinholeDiameter 275	896
DetectionChannels PinholeDiameter 276	0
DetectionChannels PinholeDiameter 277	896
DetectionChannels PinholeDiameter 278	896
DetectionChannels PinholeDiameter 279	896
DetectionChannels PinholeDiameter 28	896
DetectionChannels PinholeDiameter 280	896
DetectionChannels PinholeDiameter 281	896
DetectionChannels PinholeDiameter 282	896
DetectionChannels PinholeDiameter 283	896
DetectionChannels PinholeDiameter 284	896
DetectionChannels PinholeDiameter 285	896
DetectionChannels PinholeDiameter 286	896
DetectionChannels PinholeDiameter 287	70
DetectionChannels PinholeDiameter 288	0
DetectionChannels PinholeDiameter 289	693
DetectionChannels PinholeDiameter 29	896
DetectionChannels PinholeDiameter 290	693
DetectionChannels PinholeDiameter 291	693
DetectionChannels PinholeDiameter 292	693
DetectionChannels PinholeDiameter 293	693
DetectionChannels PinholeDiameter 294	693
DetectionChannels PinholeDiameter 295	693
DetectionChannels PinholeDiameter 296	693
DetectionChannels PinholeDiameter 297	896
DetectionChannels PinholeDiameter 298	896
DetectionChannels PinholeDiameter 299	896
DetectionChannels PinholeDiameter 3	442
DetectionChannels PinholeDiameter 30	896
DetectionChannels PinholeDiameter 300	0
DetectionChannels PinholeDiameter 301	896
DetectionChannels PinholeDiameter 302	896
DetectionChannels PinholeDiameter 303	896
DetectionChannels PinholeDiameter 304	896
DetectionChannels PinholeDiameter 305	896
DetectionChannels PinholeDiameter 306	896
DetectionChannels PinholeDiameter 307	896
DetectionChannels PinholeDiameter 308	896
DetectionChannels PinholeDiameter 309	896
DetectionChannels PinholeDiameter 31	896
DetectionChannels PinholeDiameter 310	61
DetectionChannels PinholeDiameter 311	896
DetectionChannels PinholeDiameter 312	0
DetectionChannels PinholeDiameter 313	896
DetectionChannels PinholeDiameter 314	896
DetectionChannels PinholeDiameter 315	896
DetectionChannels PinholeDiameter 316	896
DetectionChannels PinholeDiameter 317	896
DetectionChannels PinholeDiameter 318	896
DetectionChannels PinholeDiameter 319	896
DetectionChannels PinholeDiameter 32	896
DetectionChannels PinholeDiameter 320	896
DetectionChannels PinholeDiameter 321	896
DetectionChannels PinholeDiameter 322	896
DetectionChannels PinholeDiameter 323	704
DetectionChannels PinholeDiameter 324	0
DetectionChannels PinholeDiameter 325	693
DetectionChannels PinholeDiameter 326	693
DetectionChannels PinholeDiameter 327	693
DetectionChannels PinholeDiameter 328	693
DetectionChannels PinholeDiameter 329	693
DetectionChannels PinholeDiameter 33	896
DetectionChannels PinholeDiameter 330	693
DetectionChannels PinholeDiameter 331	693
DetectionChannels PinholeDiameter 332	693
DetectionChannels PinholeDiameter 333	896
DetectionChannels PinholeDiameter 334	896
DetectionChannels PinholeDiameter 335	896
DetectionChannels PinholeDiameter 336	0
DetectionChannels PinholeDiameter 337	896
DetectionChannels PinholeDiameter 338	896
DetectionChannels PinholeDiameter 339	896
DetectionChannels PinholeDiameter 34	896
DetectionChannels PinholeDiameter 340	896
DetectionChannels PinholeDiameter 341	896
DetectionChannels PinholeDiameter 342	896
DetectionChannels PinholeDiameter 343	896
DetectionChannels PinholeDiameter 344	896
DetectionChannels PinholeDiameter 345	896
DetectionChannels PinholeDiameter 346	896
DetectionChannels PinholeDiameter 347	896
DetectionChannels PinholeDiameter 348	896
DetectionChannels PinholeDiameter 349	841
DetectionChannels PinholeDiameter 35	70
DetectionChannels PinholeDiameter 350	0
DetectionChannels PinholeDiameter 351	896
DetectionChannels PinholeDiameter 352	896
DetectionChannels PinholeDiameter 353	896
DetectionChannels PinholeDiameter 354	896
DetectionChannels PinholeDiameter 355	896
DetectionChannels PinholeDiameter 356	61
DetectionChannels PinholeDiameter 357	896
DetectionChannels PinholeDiameter 358	0
DetectionChannels PinholeDiameter 359	896
DetectionChannels PinholeDiameter 36	0
DetectionChannels PinholeDiameter 360	896
DetectionChannels PinholeDiameter 361	693
DetectionChannels PinholeDiameter 362	693
DetectionChannels PinholeDiameter 363	693
DetectionChannels PinholeDiameter 364	693
DetectionChannels PinholeDiameter 365	693
DetectionChannels PinholeDiameter 366	693
DetectionChannels PinholeDiameter 367	693
DetectionChannels PinholeDiameter 368	693
DetectionChannels PinholeDiameter 369	896
DetectionChannels PinholeDiameter 37	442
DetectionChannels PinholeDiameter 370	896
DetectionChannels PinholeDiameter 371	896
DetectionChannels PinholeDiameter 372	0
DetectionChannels PinholeDiameter 373	896
DetectionChannels PinholeDiameter 374	896
DetectionChannels PinholeDiameter 375	896
DetectionChannels PinholeDiameter 376	896
DetectionChannels PinholeDiameter 377	896
DetectionChannels PinholeDiameter 378	896
DetectionChannels PinholeDiameter 379	896
DetectionChannels PinholeDiameter 38	442
DetectionChannels PinholeDiameter 380	896
DetectionChannels PinholeDiameter 381	896
DetectionChannels PinholeDiameter 382	61
DetectionChannels PinholeDiameter 383	896
DetectionChannels PinholeDiameter 384	0
DetectionChannels PinholeDiameter 385	896
DetectionChannels PinholeDiameter 386	896
DetectionChannels PinholeDiameter 387	896
DetectionChannels PinholeDiameter 388	896
DetectionChannels PinholeDiameter 389	896
DetectionChannels PinholeDiameter 39	442
DetectionChannels PinholeDiameter 390	896
DetectionChannels PinholeDiameter 391	693
DetectionChannels PinholeDiameter 392	693
DetectionChannels PinholeDiameter 393	693
DetectionChannels PinholeDiameter 394	693
DetectionChannels PinholeDiameter 395	896
DetectionChannels PinholeDiameter 396	896
DetectionChannels PinholeDiameter 397	896
DetectionChannels PinholeDiameter 398	0
DetectionChannels PinholeDiameter 399	896
DetectionChannels PinholeDiameter 4	442
DetectionChannels PinholeDiameter 40	442
DetectionChannels PinholeDiameter 400	896
DetectionChannels PinholeDiameter 401	896
DetectionChannels PinholeDiameter 402	896
DetectionChannels PinholeDiameter 403	896
DetectionChannels PinholeDiameter 404	896
DetectionChannels PinholeDiameter 405	896
DetectionChannels PinholeDiameter 406	896
DetectionChannels PinholeDiameter 407	896
DetectionChannels PinholeDiameter 408	61
DetectionChannels PinholeDiameter 409	896
DetectionChannels PinholeDiameter 41	442
DetectionChannels PinholeDiameter 410	0
DetectionChannels PinholeDiameter 411	896
DetectionChannels PinholeDiameter 412	896
DetectionChannels PinholeDiameter 413	896
DetectionChannels PinholeDiameter 414	896
DetectionChannels PinholeDiameter 415	896
DetectionChannels PinholeDiameter 416	896
DetectionChannels PinholeDiameter 417	896
DetectionChannels PinholeDiameter 418	896
DetectionChannels PinholeDiameter 419	896
DetectionChannels PinholeDiameter 42	442
DetectionChannels PinholeDiameter 420	896
DetectionChannels PinholeDiameter 421	841
DetectionChannels PinholeDiameter 422	0
DetectionChannels PinholeDiameter 423	896
DetectionChannels PinholeDiameter 424	896
DetectionChannels PinholeDiameter 425	896
DetectionChannels PinholeDiameter 426	896
DetectionChannels PinholeDiameter 427	841
DetectionChannels PinholeDiameter 428	0
DetectionChannels PinholeDiameter 429	693
DetectionChannels PinholeDiameter 43	442
DetectionChannels PinholeDiameter 430	693
DetectionChannels PinholeDiameter 431	693
DetectionChannels PinholeDiameter 432	693
DetectionChannels PinholeDiameter 44	442
DetectionChannels PinholeDiameter 45	896
DetectionChannels PinholeDiameter 46	896
DetectionChannels PinholeDiameter 47	896
DetectionChannels PinholeDiameter 48	0
DetectionChannels PinholeDiameter 49	896
DetectionChannels PinholeDiameter 5	442
DetectionChannels PinholeDiameter 50	896
DetectionChannels PinholeDiameter 51	896
DetectionChannels PinholeDiameter 52	896
DetectionChannels PinholeDiameter 53	896
DetectionChannels PinholeDiameter 54	896
DetectionChannels PinholeDiameter 55	896
DetectionChannels PinholeDiameter 56	896
DetectionChannels PinholeDiameter 57	896
DetectionChannels PinholeDiameter 58	61
DetectionChannels PinholeDiameter 59	896
DetectionChannels PinholeDiameter 6	442
DetectionChannels PinholeDiameter 60	0
DetectionChannels PinholeDiameter 61	896
DetectionChannels PinholeDiameter 62	896
DetectionChannels PinholeDiameter 63	896
DetectionChannels PinholeDiameter 64	896
DetectionChannels PinholeDiameter 65	896
DetectionChannels PinholeDiameter 66	896
DetectionChannels PinholeDiameter 67	896
DetectionChannels PinholeDiameter 68	896
DetectionChannels PinholeDiameter 69	896
DetectionChannels PinholeDiameter 7	442
DetectionChannels PinholeDiameter 70	896
DetectionChannels PinholeDiameter 71	70
DetectionChannels PinholeDiameter 72	0
DetectionChannels PinholeDiameter 73	442
DetectionChannels PinholeDiameter 74	442
DetectionChannels PinholeDiameter 75	442
DetectionChannels PinholeDiameter 76	442
DetectionChannels PinholeDiameter 77	442
DetectionChannels PinholeDiameter 78	442
DetectionChannels PinholeDiameter 79	442
DetectionChannels PinholeDiameter 8	442
DetectionChannels PinholeDiameter 80	442
DetectionChannels PinholeDiameter 81	896
DetectionChannels PinholeDiameter 82	896
DetectionChannels PinholeDiameter 83	896
DetectionChannels PinholeDiameter 84	0
DetectionChannels PinholeDiameter 85	896
DetectionChannels PinholeDiameter 86	896
DetectionChannels PinholeDiameter 87	896
DetectionChannels PinholeDiameter 88	896
DetectionChannels PinholeDiameter 89	896
DetectionChannels PinholeDiameter 9	896
DetectionChannels PinholeDiameter 90	896
DetectionChannels PinholeDiameter 91	896
DetectionChannels PinholeDiameter 92	896
DetectionChannels PinholeDiameter 93	896
DetectionChannels PinholeDiameter 94	896
DetectionChannels PinholeDiameter 95	896
DetectionChannels PinholeDiameter 96	896
DetectionChannels PinholeDiameter 97	70
DetectionChannels PinholeDiameter 98	0
DetectionChannels PinholeDiameter 99	442
DetectionChannels SpecialMode 1	0
DetectionChannels SpecialMode 10	0
DetectionChannels SpecialMode 100	0
DetectionChannels SpecialMode 101	0
DetectionChannels SpecialMode 102	0
DetectionChannels SpecialMode 103	0
DetectionChannels SpecialMode 104	0
DetectionChannels SpecialMode 105	0
DetectionChannels SpecialMode 106	0
DetectionChannels SpecialMode 107	0
DetectionChannels SpecialMode 108	0
DetectionChannels SpecialMode 109	0
DetectionChannels SpecialMode 11	0
DetectionChannels SpecialMode 110	0
DetectionChannels SpecialMode 111	0
DetectionChannels SpecialMode 112	0
DetectionChannels SpecialMode 113	0
DetectionChannels SpecialMode 114	0
DetectionChannels SpecialMode 115	0
DetectionChannels SpecialMode 116	0
DetectionChannels SpecialMode 117	0
DetectionChannels SpecialMode 118	0
DetectionChannels SpecialMode 119	0
DetectionChannels SpecialMode 12	0
DetectionChannels SpecialMode 120	0
DetectionChannels SpecialMode 121	0
DetectionChannels SpecialMode 122	0
DetectionChannels SpecialMode 123	0
DetectionChannels SpecialMode 124	0
DetectionChannels SpecialMode 125	0
DetectionChannels SpecialMode 126	0
DetectionChannels SpecialMode 127	0
DetectionChannels SpecialMode 128	0
DetectionChannels SpecialMode 129	0
DetectionChannels SpecialMode 13	0
DetectionChannels SpecialMode 130	0
DetectionChannels SpecialMode 131	0
DetectionChannels SpecialMode 132	0
DetectionChannels SpecialMode 133	0
DetectionChannels SpecialMode 134	0
DetectionChannels SpecialMode 135	0
DetectionChannels SpecialMode 136	0
DetectionChannels SpecialMode 137	0
DetectionChannels SpecialMode 138	0
DetectionChannels SpecialMode 139	0
DetectionChannels SpecialMode 14	0
DetectionChannels SpecialMode 140	0
DetectionChannels SpecialMode 141	0
DetectionChannels SpecialMode 142	0
DetectionChannels SpecialMode 143	0
DetectionChannels SpecialMode 144	0
DetectionChannels SpecialMode 145	0
DetectionChannels SpecialMode 146	0
DetectionChannels SpecialMode 147	0
DetectionChannels SpecialMode 148	0
DetectionChannels SpecialMode 149	0
DetectionChannels SpecialMode 15	0
DetectionChannels SpecialMode 150	0
DetectionChannels SpecialMode 151	0
DetectionChannels SpecialMode 152	0
DetectionChannels SpecialMode 153	0
DetectionChannels SpecialMode 154	0
DetectionChannels SpecialMode 155	0
DetectionChannels SpecialMode 156	0
DetectionChannels SpecialMode 157	0
DetectionChannels SpecialMode 158	0
DetectionChannels SpecialMode 159	0
DetectionChannels SpecialMode 16	0
DetectionChannels SpecialMode 160	0
DetectionChannels SpecialMode 161	0
DetectionChannels SpecialMode 162	0
DetectionChannels SpecialMode 163	0
DetectionChannels SpecialMode 164	0
DetectionChannels SpecialMode 165	0
DetectionChannels SpecialMode 166	0
DetectionChannels SpecialMode 167	0
DetectionChannels SpecialMode 168	0
DetectionChannels SpecialMode 169	0
DetectionChannels SpecialMode 17	0
DetectionChannels SpecialMode 170	0
DetectionChannels SpecialMode 171	0
DetectionChannels SpecialMode 172	0
DetectionChannels SpecialMode 173	0
DetectionChannels SpecialMode 174	0
DetectionChannels SpecialMode 175	0
DetectionChannels SpecialMode 176	0
DetectionChannels SpecialMode 177	0
DetectionChannels SpecialMode 178	0
DetectionChannels SpecialMode 179	0
DetectionChannels SpecialMode 18	0
DetectionChannels SpecialMode 180	0
DetectionChannels SpecialMode 181	0
DetectionChannels SpecialMode 182	0
DetectionChannels SpecialMode 183	0
DetectionChannels SpecialMode 184	0
DetectionChannels SpecialMode 185	0
DetectionChannels SpecialMode 186	0
DetectionChannels SpecialMode 187	0
DetectionChannels SpecialMode 188	0
DetectionChannels SpecialMode 189	0
DetectionChannels SpecialMode 19	0
DetectionChannels SpecialMode 190	0
DetectionChannels SpecialMode 191	0
DetectionChannels SpecialMode 192	0
DetectionChannels SpecialMode 193	0
DetectionChannels SpecialMode 194	0
DetectionChannels SpecialMode 195	0
DetectionChannels SpecialMode 196	0
DetectionChannels SpecialMode 197	0
DetectionChannels SpecialMode 198	0
DetectionChannels SpecialMode 199	0
DetectionChannels SpecialMode 2	0
DetectionChannels SpecialMode 20	0
DetectionChannels SpecialMode 200	0
DetectionChannels SpecialMode 201	0
DetectionChannels SpecialMode 202	0
DetectionChannels SpecialMode 203	0
DetectionChannels SpecialMode 204	0
DetectionChannels SpecialMode 205	0
DetectionChannels SpecialMode 206	0
DetectionChannels SpecialMode 207	0
DetectionChannels SpecialMode 208	0
DetectionChannels SpecialMode 209	0
DetectionChannels SpecialMode 21	0
DetectionChannels SpecialMode 210	0
DetectionChannels SpecialMode 211	0
DetectionChannels SpecialMode 212	0
DetectionChannels SpecialMode 213	0
DetectionChannels SpecialMode 214	0
DetectionChannels SpecialMode 215	0
DetectionChannels SpecialMode 216	0
DetectionChannels SpecialMode 217	0
DetectionChannels SpecialMode 218	0
DetectionChannels SpecialMode 219	0
DetectionChannels SpecialMode 22	0
DetectionChannels SpecialMode 220	0
DetectionChannels SpecialMode 221	0
DetectionChannels SpecialMode 222	0
DetectionChannels SpecialMode 223	0
DetectionChannels SpecialMode 224	0
DetectionChannels SpecialMode 225	0
DetectionChannels SpecialMode 226	0
DetectionChannels SpecialMode 227	0
DetectionChannels SpecialMode 228	0
DetectionChannels SpecialMode 229	0
DetectionChannels SpecialMode 23	0
DetectionChannels SpecialMode 230	0
DetectionChannels SpecialMode 231	0
DetectionChannels SpecialMode 232	0
DetectionChannels SpecialMode 233	0
DetectionChannels SpecialMode 234	0
DetectionChannels SpecialMode 235	0
DetectionChannels SpecialMode 236	0
DetectionChannels SpecialMode 237	0
DetectionChannels SpecialMode 238	0
DetectionChannels SpecialMode 239	0
DetectionChannels SpecialMode 24	0
DetectionChannels SpecialMode 240	0
DetectionChannels SpecialMode 241	0
DetectionChannels SpecialMode 242	0
DetectionChannels SpecialMode 243	0
DetectionChannels SpecialMode 244	0
DetectionChannels SpecialMode 245	0
DetectionChannels SpecialMode 246	0
DetectionChannels SpecialMode 247	0
DetectionChannels SpecialMode 248	0
DetectionChannels SpecialMode 249	0
DetectionChannels SpecialMode 25	0
DetectionChannels SpecialMode 250	0
DetectionChannels SpecialMode 251	0
DetectionChannels SpecialMode 252	0
DetectionChannels SpecialMode 253	0
DetectionChannels SpecialMode 254	0
DetectionChannels SpecialMode 255	0
DetectionChannels SpecialMode 256	0
DetectionChannels SpecialMode 257	0
DetectionChannels SpecialMode 258	0
DetectionChannels SpecialMode 259	0
DetectionChannels SpecialMode 26	0
DetectionChannels SpecialMode 260	0
DetectionChannels SpecialMode 261	0
DetectionChannels SpecialMode 262	0
DetectionChannels SpecialMode 263	0
DetectionChannels SpecialMode 264	0
DetectionChannels SpecialMode 265	0
DetectionChannels SpecialMode 266	0
DetectionChannels SpecialMode 267	0
DetectionChannels SpecialMode 268	0
DetectionChannels SpecialMode 269	0
DetectionChannels SpecialMode 27	0
DetectionChannels SpecialMode 270	0
DetectionChannels SpecialMode 271	0
DetectionChannels SpecialMode 272	0
DetectionChannels SpecialMode 273	0
DetectionChannels SpecialMode 274	0
DetectionChannels SpecialMode 275	0
DetectionChannels SpecialMode 276	0
DetectionChannels SpecialMode 277	0
DetectionChannels SpecialMode 278	0
DetectionChannels SpecialMode 279	0
DetectionChannels SpecialMode 28	0
DetectionChannels SpecialMode 280	0
DetectionChannels SpecialMode 281	0
DetectionChannels SpecialMode 282	0
DetectionChannels SpecialMode 283	0
DetectionChannels SpecialMode 284	0
DetectionChannels SpecialMode 285	0
DetectionChannels SpecialMode 286	0
DetectionChannels SpecialMode 287	0
DetectionChannels SpecialMode 288	0
DetectionChannels SpecialMode 289	0
DetectionChannels SpecialMode 29	0
DetectionChannels SpecialMode 290	0
DetectionChannels SpecialMode 291	0
DetectionChannels SpecialMode 292	0
DetectionChannels SpecialMode 293	0
DetectionChannels SpecialMode 294	0
DetectionChannels SpecialMode 295	0
DetectionChannels SpecialMode 296	0
DetectionChannels SpecialMode 297	0
DetectionChannels SpecialMode 298	0
DetectionChannels SpecialMode 299	0
DetectionChannels SpecialMode 3	0
DetectionChannels SpecialMode 30	0
DetectionChannels SpecialMode 300	0
DetectionChannels SpecialMode 301	0
DetectionChannels SpecialMode 302	0
DetectionChannels SpecialMode 303	0
DetectionChannels SpecialMode 304	0
DetectionChannels SpecialMode 305	0
DetectionChannels SpecialMode 306	0
DetectionChannels SpecialMode 307	0
DetectionChannels SpecialMode 308	0
DetectionChannels SpecialMode 309	0
DetectionChannels SpecialMode 31	0
DetectionChannels SpecialMode 310	0
DetectionChannels SpecialMode 311	0
DetectionChannels SpecialMode 312	0
DetectionChannels SpecialMode 313	0
DetectionChannels SpecialMode 314	0
DetectionChannels SpecialMode 315	0
DetectionChannels SpecialMode 316	0
DetectionChannels SpecialMode 317	0
DetectionChannels SpecialMode 318	0
DetectionChannels SpecialMode 319	0
DetectionChannels SpecialMode 32	0
DetectionChannels SpecialMode 320	0
DetectionChannels SpecialMode 321	0
DetectionChannels SpecialMode 322	0
DetectionChannels SpecialMode 323	0
DetectionChannels SpecialMode 324	0
DetectionChannels SpecialMode 325	0
DetectionChannels SpecialMode 326	0
DetectionChannels SpecialMode 327	0
DetectionChannels SpecialMode 328	0
DetectionChannels SpecialMode 329	0
DetectionChannels SpecialMode 33	0
DetectionChannels SpecialMode 330	0
DetectionChannels SpecialMode 331	0
DetectionChannels SpecialMode 332	0
DetectionChannels SpecialMode 333	0
DetectionChannels SpecialMode 334	0
DetectionChannels SpecialMode 335	0
DetectionChannels SpecialMode 336	0
DetectionChannels SpecialMode 337	0
DetectionChannels SpecialMode 338	0
DetectionChannels SpecialMode 339	0
DetectionChannels SpecialMode 34	0
DetectionChannels SpecialMode 340	0
DetectionChannels SpecialMode 341	0
DetectionChannels SpecialMode 342	0
DetectionChannels SpecialMode 343	0
DetectionChannels SpecialMode 344	0
DetectionChannels SpecialMode 345	0
DetectionChannels SpecialMode 346	0
DetectionChannels SpecialMode 347	0
DetectionChannels SpecialMode 348	0
DetectionChannels SpecialMode 349	0
DetectionChannels SpecialMode 35	0
DetectionChannels SpecialMode 350	0
DetectionChannels SpecialMode 351	0
DetectionChannels SpecialMode 352	0
DetectionChannels SpecialMode 353	0
DetectionChannels SpecialMode 354	0
DetectionChannels SpecialMode 355	0
DetectionChannels SpecialMode 356	0
DetectionChannels SpecialMode 357	0
DetectionChannels SpecialMode 358	0
DetectionChannels SpecialMode 359	0
DetectionChannels SpecialMode 36	0
DetectionChannels SpecialMode 360	0
DetectionChannels SpecialMode 361	0
DetectionChannels SpecialMode 362	0
DetectionChannels SpecialMode 363	0
DetectionChannels SpecialMode 364	0
DetectionChannels SpecialMode 365	0
DetectionChannels SpecialMode 366	0
DetectionChannels SpecialMode 367	0
DetectionChannels SpecialMode 368	0
DetectionChannels SpecialMode 369	0
DetectionChannels SpecialMode 37	0
DetectionChannels SpecialMode 370	0
DetectionChannels SpecialMode 371	0
DetectionChannels SpecialMode 372	0
DetectionChannels SpecialMode 373	0
DetectionChannels SpecialMode 374	0
DetectionChannels SpecialMode 375	0
DetectionChannels SpecialMode 376	0
DetectionChannels SpecialMode 377	0
DetectionChannels SpecialMode 378	0
DetectionChannels SpecialMode 379	0
DetectionChannels SpecialMode 38	0
DetectionChannels SpecialMode 380	0
DetectionChannels SpecialMode 381	0
DetectionChannels SpecialMode 382	0
DetectionChannels SpecialMode 383	0
DetectionChannels SpecialMode 384	0
DetectionChannels SpecialMode 385	0
DetectionChannels SpecialMode 386	0
DetectionChannels SpecialMode 387	0
DetectionChannels SpecialMode 388	0
DetectionChannels SpecialMode 389	0
DetectionChannels SpecialMode 39	0
DetectionChannels SpecialMode 390	0
DetectionChannels SpecialMode 391	0
DetectionChannels SpecialMode 392	0
DetectionChannels SpecialMode 393	0
DetectionChannels SpecialMode 394	0
DetectionChannels SpecialMode 395	0
DetectionChannels SpecialMode 396	0
DetectionChannels SpecialMode 397	0
DetectionChannels SpecialMode 398	0
DetectionChannels SpecialMode 399	0
DetectionChannels SpecialMode 4	0
DetectionChannels SpecialMode 40	0
DetectionChannels SpecialMode 400	0
DetectionChannels SpecialMode 401	0
DetectionChannels SpecialMode 402	0
DetectionChannels SpecialMode 403	0
DetectionChannels SpecialMode 404	0
DetectionChannels SpecialMode 405	0
DetectionChannels SpecialMode 406	0
DetectionChannels SpecialMode 407	0
DetectionChannels SpecialMode 408	0
DetectionChannels SpecialMode 409	0
DetectionChannels SpecialMode 41	0
DetectionChannels SpecialMode 410	0
DetectionChannels SpecialMode 411	0
DetectionChannels SpecialMode 412	0
DetectionChannels SpecialMode 413	0
DetectionChannels SpecialMode 414	0
DetectionChannels SpecialMode 415	0
DetectionChannels SpecialMode 416	0
DetectionChannels SpecialMode 417	0
DetectionChannels SpecialMode 418	0
DetectionChannels SpecialMode 419	0
DetectionChannels SpecialMode 42	0
DetectionChannels SpecialMode 420	0
DetectionChannels SpecialMode 421	0
DetectionChannels SpecialMode 422	0
DetectionChannels SpecialMode 423	0
DetectionChannels SpecialMode 424	0
DetectionChannels SpecialMode 425	0
DetectionChannels SpecialMode 426	0
DetectionChannels SpecialMode 427	0
DetectionChannels SpecialMode 428	0
DetectionChannels SpecialMode 429	0
DetectionChannels SpecialMode 43	0
DetectionChannels SpecialMode 430	0
DetectionChannels SpecialMode 431	0
DetectionChannels SpecialMode 432	0
DetectionChannels SpecialMode 44	0
DetectionChannels SpecialMode 45	0
DetectionChannels SpecialMode 46	0
DetectionChannels SpecialMode 47	0
DetectionChannels SpecialMode 48	0
DetectionChannels SpecialMode 49	0
DetectionChannels SpecialMode 5	0
DetectionChannels SpecialMode 50	0
DetectionChannels SpecialMode 51	0
DetectionChannels SpecialMode 52	0
DetectionChannels SpecialMode 53	0
DetectionChannels SpecialMode 54	0
DetectionChannels SpecialMode 55	0
DetectionChannels SpecialMode 56	0
DetectionChannels SpecialMode 57	0
DetectionChannels SpecialMode 58	0
DetectionChannels SpecialMode 59	0
DetectionChannels SpecialMode 6	0
DetectionChannels SpecialMode 60	0
DetectionChannels SpecialMode 61	0
DetectionChannels SpecialMode 62	0
DetectionChannels SpecialMode 63	0
DetectionChannels SpecialMode 64	0
DetectionChannels SpecialMode 65	0
DetectionChannels SpecialMode 66	0
DetectionChannels SpecialMode 67	0
DetectionChannels SpecialMode 68	0
DetectionChannels SpecialMode 69	0
DetectionChannels SpecialMode 7	0
DetectionChannels SpecialMode 70	0
DetectionChannels SpecialMode 71	0
DetectionChannels SpecialMode 72	0
DetectionChannels SpecialMode 73	0
DetectionChannels SpecialMode 74	0
DetectionChannels SpecialMode 75	0
DetectionChannels SpecialMode 76	0
DetectionChannels SpecialMode 77	0
DetectionChannels SpecialMode 78	0
DetectionChannels SpecialMode 79	0
DetectionChannels SpecialMode 8	0
DetectionChannels SpecialMode 80	0
DetectionChannels SpecialMode 81	0
DetectionChannels SpecialMode 82	0
DetectionChannels SpecialMode 83	0
DetectionChannels SpecialMode 84	0
DetectionChannels SpecialMode 85	0
DetectionChannels SpecialMode 86	0
DetectionChannels SpecialMode 87	0
DetectionChannels SpecialMode 88	0
DetectionChannels SpecialMode 89	0
DetectionChannels SpecialMode 9	0
DetectionChannels SpecialMode 90	0
DetectionChannels SpecialMode 91	0
DetectionChannels SpecialMode 92	0
DetectionChannels SpecialMode 93	0
DetectionChannels SpecialMode 94	0
DetectionChannels SpecialMode 95	0
DetectionChannels SpecialMode 96	0
DetectionChannels SpecialMode 97	0
DetectionChannels SpecialMode 98	0
DetectionChannels SpecialMode 99	0
DetectionChannels SpiSpectralScanChannels 1	32
DetectionChannels SpiSpectralScanChannels 10	32
DetectionChannels SpiSpectralScanChannels 100	32
DetectionChannels SpiSpectralScanChannels 101	32
DetectionChannels SpiSpectralScanChannels 102	32
DetectionChannels SpiSpectralScanChannels 103	32
DetectionChannels SpiSpectralScanChannels 104	32
DetectionChannels SpiSpectralScanChannels 105	32
DetectionChannels SpiSpectralScanChannels 106	32
DetectionChannels SpiSpectralScanChannels 107	32
DetectionChannels SpiSpectralScanChannels 108	32
DetectionChannels SpiSpectralScanChannels 109	32
DetectionChannels SpiSpectralScanChannels 11	32
DetectionChannels SpiSpectralScanChannels 110	32
DetectionChannels SpiSpectralScanChannels 111	32
DetectionChannels SpiSpectralScanChannels 112	32
DetectionChannels SpiSpectralScanChannels 113	32
DetectionChannels SpiSpectralScanChannels 114	32
DetectionChannels SpiSpectralScanChannels 115	32
DetectionChannels SpiSpectralScanChannels 116	32
DetectionChannels SpiSpectralScanChannels 117	32
DetectionChannels SpiSpectralScanChannels 118	32
DetectionChannels SpiSpectralScanChannels 119	32
DetectionChannels SpiSpectralScanChannels 12	32
DetectionChannels SpiSpectralScanChannels 120	32
DetectionChannels SpiSpectralScanChannels 121	32
DetectionChannels SpiSpectralScanChannels 122	32
DetectionChannels SpiSpectralScanChannels 123	32
DetectionChannels SpiSpectralScanChannels 124	32
DetectionChannels SpiSpectralScanChannels 125	32
DetectionChannels SpiSpectralScanChannels 126	32
DetectionChannels SpiSpectralScanChannels 127	32
DetectionChannels SpiSpectralScanChannels 128	32
DetectionChannels SpiSpectralScanChannels 129	32
DetectionChannels SpiSpectralScanChannels 13	32
DetectionChannels SpiSpectralScanChannels 130	32
DetectionChannels SpiSpectralScanChannels 131	32
DetectionChannels SpiSpectralScanChannels 132	32
DetectionChannels SpiSpectralScanChannels 133	32
DetectionChannels SpiSpectralScanChannels 134	32
DetectionChannels SpiSpectralScanChannels 135	32
DetectionChannels SpiSpectralScanChannels 136	32
DetectionChannels SpiSpectralScanChannels 137	32
DetectionChannels SpiSpectralScanChannels 138	32
DetectionChannels SpiSpectralScanChannels 139	32
DetectionChannels SpiSpectralScanChannels 14	32
DetectionChannels SpiSpectralScanChannels 140	32
DetectionChannels SpiSpectralScanChannels 141	32
DetectionChannels SpiSpectralScanChannels 142	32
DetectionChannels SpiSpectralScanChannels 143	32
DetectionChannels SpiSpectralScanChannels 144	32
DetectionChannels SpiSpectralScanChannels 145	32
DetectionChannels SpiSpectralScanChannels 146	32
DetectionChannels SpiSpectralScanChannels 147	32
DetectionChannels SpiSpectralScanChannels 148	32
DetectionChannels SpiSpectralScanChannels 149	32
DetectionChannels SpiSpectralScanChannels 15	32
DetectionChannels SpiSpectralScanChannels 150	32
DetectionChannels SpiSpectralScanChannels 151	32
DetectionChannels SpiSpectralScanChannels 152	32
DetectionChannels SpiSpectralScanChannels 153	32
DetectionChannels SpiSpectralScanChannels 154	32
DetectionChannels SpiSpectralScanChannels 155	32
DetectionChannels SpiSpectralScanChannels 156	32
DetectionChannels SpiSpectralScanChannels 157	32
DetectionChannels SpiSpectralScanChannels 158	32
DetectionChannels SpiSpectralScanChannels 159	32
DetectionChannels SpiSpectralScanChannels 16	32
DetectionChannels SpiSpectralScanChannels 160	32
DetectionChannels SpiSpectralScanChannels 161	32
DetectionChannels SpiSpectralScanChannels 162	32
DetectionChannels SpiSpectralScanChannels 163	32
DetectionChannels SpiSpectralScanChannels 164	32
DetectionChannels SpiSpectralScanChannels 165	32
DetectionChannels SpiSpectralScanChannels 166	32
DetectionChannels SpiSpectralScanChannels 167	32
DetectionChannels SpiSpectralScanChannels 168	32
DetectionChannels SpiSpectralScanChannels 169	32
DetectionChannels SpiSpectralScanChannels 17	32
DetectionChannels SpiSpectralScanChannels 170	32
DetectionChannels SpiSpectralScanChannels 171	32
DetectionChannels SpiSpectralScanChannels 172	32
DetectionChannels SpiSpectralScanChannels 173	32
DetectionChannels SpiSpectralScanChannels 174	32
DetectionChannels SpiSpectralScanChannels 175	32
DetectionChannels SpiSpectralScanChannels 176	32
DetectionChannels SpiSpectralScanChannels 177	32
DetectionChannels SpiSpectralScanChannels 178	32
DetectionChannels SpiSpectralScanChannels 179	32
DetectionChannels SpiSpectralScanChannels 18	32
DetectionChannels SpiSpectralScanChannels 180	32
DetectionChannels SpiSpectralScanChannels 181	32
DetectionChannels SpiSpectralScanChannels 182	32
DetectionChannels SpiSpectralScanChannels 183	32
DetectionChannels SpiSpectralScanChannels 184	32
DetectionChannels SpiSpectralScanChannels 185	32
DetectionChannels SpiSpectralScanChannels 186	32
DetectionChannels SpiSpectralScanChannels 187	32
DetectionChannels SpiSpectralScanChannels 188	32
DetectionChannels SpiSpectralScanChannels 189	32
DetectionChannels SpiSpectralScanChannels 19	32
DetectionChannels SpiSpectralScanChannels 190	32
DetectionChannels SpiSpectralScanChannels 191	32
DetectionChannels SpiSpectralScanChannels 192	32
DetectionChannels SpiSpectralScanChannels 193	32
DetectionChannels SpiSpectralScanChannels 194	32
DetectionChannels SpiSpectralScanChannels 195	32
DetectionChannels SpiSpectralScanChannels 196	32
DetectionChannels SpiSpectralScanChannels 197	32
DetectionChannels SpiSpectralScanChannels 198	32
DetectionChannels SpiSpectralScanChannels 199	32
DetectionChannels SpiSpectralScanChannels 2	32
DetectionChannels SpiSpectralScanChannels 20	32
DetectionChannels SpiSpectralScanChannels 200	32
DetectionChannels SpiSpectralScanChannels 201	32
DetectionChannels SpiSpectralScanChannels 202	32
DetectionChannels SpiSpectralScanChannels 203	32
DetectionChannels SpiSpectralScanChannels 204	32
DetectionChannels SpiSpectralScanChannels 205	32
DetectionChannels SpiSpectralScanChannels 206	32
DetectionChannels SpiSpectralScanChannels 207	32
DetectionChannels SpiSpectralScanChannels 208	32
DetectionChannels SpiSpectralScanChannels 209	32
DetectionChannels SpiSpectralScanChannels 21	32
DetectionChannels SpiSpectralScanChannels 210	32
DetectionChannels SpiSpectralScanChannels 211	32
DetectionChannels SpiSpectralScanChannels 212	32
DetectionChannels SpiSpectralScanChannels 213	32
DetectionChannels SpiSpectralScanChannels 214	32
DetectionChannels SpiSpectralScanChannels 215	32
DetectionChannels SpiSpectralScanChannels 216	32
DetectionChannels SpiSpectralScanChannels 217	32
DetectionChannels SpiSpectralScanChannels 218	32
DetectionChannels SpiSpectralScanChannels 219	32
DetectionChannels SpiSpectralScanChannels 22	32
DetectionChannels SpiSpectralScanChannels 220	32
DetectionChannels SpiSpectralScanChannels 221	32
DetectionChannels SpiSpectralScanChannels 222	32
DetectionChannels SpiSpectralScanChannels 223	32
DetectionChannels SpiSpectralScanChannels 224	32
DetectionChannels SpiSpectralScanChannels 225	32
DetectionChannels SpiSpectralScanChannels 226	32
DetectionChannels SpiSpectralScanChannels 227	32
DetectionChannels SpiSpectralScanChannels 228	32
DetectionChannels SpiSpectralScanChannels 229	32
DetectionChannels SpiSpectralScanChannels 23	32
DetectionChannels SpiSpectralScanChannels 230	32
DetectionChannels SpiSpectralScanChannels 231	32
DetectionChannels SpiSpectralScanChannels 232	32
DetectionChannels SpiSpectralScanChannels 233	32
DetectionChannels SpiSpectralScanChannels 234	32
DetectionChannels SpiSpectralScanChannels 235	32
DetectionChannels SpiSpectralScanChannels 236	32
DetectionChannels SpiSpectralScanChannels 237	32
DetectionChannels SpiSpectralScanChannels 238	32
DetectionChannels SpiSpectralScanChannels 239	32
DetectionChannels SpiSpectralScanChannels 24	32
DetectionChannels SpiSpectralScanChannels 240	32
DetectionChannels SpiSpectralScanChannels 241	32
DetectionChannels SpiSpectralScanChannels 242	32
DetectionChannels SpiSpectralScanChannels 243	32
DetectionChannels SpiSpectralScanChannels 244	32
DetectionChannels SpiSpectralScanChannels 245	32
DetectionChannels SpiSpectralScanChannels 246	32
DetectionChannels SpiSpectralScanChannels 247	32
DetectionChannels SpiSpectralScanChannels 248	32
DetectionChannels SpiSpectralScanChannels 249	32
DetectionChannels SpiSpectralScanChannels 25	32
DetectionChannels SpiSpectralScanChannels 250	32
DetectionChannels SpiSpectralScanChannels 251	32
DetectionChannels SpiSpectralScanChannels 252	32
DetectionChannels SpiSpectralScanChannels 253	32
DetectionChannels SpiSpectralScanChannels 254	32
DetectionChannels SpiSpectralScanChannels 255	32
DetectionChannels SpiSpectralScanChannels 256	32
DetectionChannels SpiSpectralScanChannels 257	32
DetectionChannels SpiSpectralScanChannels 258	32
DetectionChannels SpiSpectralScanChannels 259	32
DetectionChannels SpiSpectralScanChannels 26	32
DetectionChannels SpiSpectralScanChannels 260	32
DetectionChannels SpiSpectralScanChannels 261	32
DetectionChannels SpiSpectralScanChannels 262	32
DetectionChannels SpiSpectralScanChannels 263	32
DetectionChannels SpiSpectralScanChannels 264	32
DetectionChannels SpiSpectralScanChannels 265	32
DetectionChannels SpiSpectralScanChannels 266	32
DetectionChannels SpiSpectralScanChannels 267	32
DetectionChannels SpiSpectralScanChannels 268	32
DetectionChannels SpiSpectralScanChannels 269	32
DetectionChannels SpiSpectralScanChannels 27	32
DetectionChannels SpiSpectralScanChannels 270	32
DetectionChannels SpiSpectralScanChannels 271	32
DetectionChannels SpiSpectralScanChannels 272	32
DetectionChannels SpiSpectralScanChannels 273	32
DetectionChannels SpiSpectralScanChannels 274	32
DetectionChannels SpiSpectralScanChannels 275	32
DetectionChannels SpiSpectralScanChannels 276	32
DetectionChannels SpiSpectralScanChannels 277	32
DetectionChannels SpiSpectralScanChannels 278	32
DetectionChannels SpiSpectralScanChannels 279	32
DetectionChannels SpiSpectralScanChannels 28	32
DetectionChannels SpiSpectralScanChannels 280	32
DetectionChannels SpiSpectralScanChannels 281	32
DetectionChannels SpiSpectralScanChannels 282	32
DetectionChannels SpiSpectralScanChannels 283	32
DetectionChannels SpiSpectralScanChannels 284	32
DetectionChannels SpiSpectralScanChannels 285	32
DetectionChannels SpiSpectralScanChannels 286	32
DetectionChannels SpiSpectralScanChannels 287	32
DetectionChannels SpiSpectralScanChannels 288	32
DetectionChannels SpiSpectralScanChannels 289	32
DetectionChannels SpiSpectralScanChannels 29	32
DetectionChannels SpiSpectralScanChannels 290	32
DetectionChannels SpiSpectralScanChannels 291	32
DetectionChannels SpiSpectralScanChannels 292	32
DetectionChannels SpiSpectralScanChannels 293	32
DetectionChannels SpiSpectralScanChannels 294	32
DetectionChannels SpiSpectralScanChannels 295	32
DetectionChannels SpiSpectralScanChannels 296	32
DetectionChannels SpiSpectralScanChannels 297	32
DetectionChannels SpiSpectralScanChannels 298	32
DetectionChannels SpiSpectralScanChannels 299	32
DetectionChannels SpiSpectralScanChannels 3	32
DetectionChannels SpiSpectralScanChannels 30	32
DetectionChannels SpiSpectralScanChannels 300	32
DetectionChannels SpiSpectralScanChannels 301	32
DetectionChannels SpiSpectralScanChannels 302	32
DetectionChannels SpiSpectralScanChannels 303	32
DetectionChannels SpiSpectralScanChannels 304	32
DetectionChannels SpiSpectralScanChannels 305	32
DetectionChannels SpiSpectralScanChannels 306	32
DetectionChannels SpiSpectralScanChannels 307	32
DetectionChannels SpiSpectralScanChannels 308	32
DetectionChannels SpiSpectralScanChannels 309	32
DetectionChannels SpiSpectralScanChannels 31	32
DetectionChannels SpiSpectralScanChannels 310	32
DetectionChannels SpiSpectralScanChannels 311	32
DetectionChannels SpiSpectralScanChannels 312	32
DetectionChannels SpiSpectralScanChannels 313	32
DetectionChannels SpiSpectralScanChannels 314	32
DetectionChannels SpiSpectralScanChannels 315	32
DetectionChannels SpiSpectralScanChannels 316	32
DetectionChannels SpiSpectralScanChannels 317	32
DetectionChannels SpiSpectralScanChannels 318	32
DetectionChannels SpiSpectralScanChannels 319	32
DetectionChannels SpiSpectralScanChannels 32	32
DetectionChannels SpiSpectralScanChannels 320	32
DetectionChannels SpiSpectralScanChannels 321	32
DetectionChannels SpiSpectralScanChannels 322	32
DetectionChannels SpiSpectralScanChannels 323	32
DetectionChannels SpiSpectralScanChannels 324	32
DetectionChannels SpiSpectralScanChannels 325	32
DetectionChannels SpiSpectralScanChannels 326	32
DetectionChannels SpiSpectralScanChannels 327	32
DetectionChannels SpiSpectralScanChannels 328	32
DetectionChannels SpiSpectralScanChannels 329	32
DetectionChannels SpiSpectralScanChannels 33	32
DetectionChannels SpiSpectralScanChannels 330	32
DetectionChannels SpiSpectralScanChannels 331	32
DetectionChannels SpiSpectralScanChannels 332	32
DetectionChannels SpiSpectralScanChannels 333	32
DetectionChannels SpiSpectralScanChannels 334	32
DetectionChannels SpiSpectralScanChannels 335	32
DetectionChannels SpiSpectralScanChannels 336	32
DetectionChannels SpiSpectralScanChannels 337	32
DetectionChannels SpiSpectralScanChannels 338	32
DetectionChannels SpiSpectralScanChannels 339	32
DetectionChannels SpiSpectralScanChannels 34	32
DetectionChannels SpiSpectralScanChannels 340	32
DetectionChannels SpiSpectralScanChannels 341	32
DetectionChannels SpiSpectralScanChannels 342	32
DetectionChannels SpiSpectralScanChannels 343	32
DetectionChannels SpiSpectralScanChannels 344	32
DetectionChannels SpiSpectralScanChannels 345	32
DetectionChannels SpiSpectralScanChannels 346	32
DetectionChannels SpiSpectralScanChannels 347	32
DetectionChannels SpiSpectralScanChannels 348	32
DetectionChannels SpiSpectralScanChannels 349	32
DetectionChannels SpiSpectralScanChannels 35	32
DetectionChannels SpiSpectralScanChannels 350	32
DetectionChannels SpiSpectralScanChannels 351	32
DetectionChannels SpiSpectralScanChannels 352	32
DetectionChannels SpiSpectralScanChannels 353	32
DetectionChannels SpiSpectralScanChannels 354	32
DetectionChannels SpiSpectralScanChannels 355	32
DetectionChannels SpiSpectralScanChannels 356	32
DetectionChannels SpiSpectralScanChannels 357	32
DetectionChannels SpiSpectralScanChannels 358	32
DetectionChannels SpiSpectralScanChannels 359	32
DetectionChannels SpiSpectralScanChannels 36	32
DetectionChannels SpiSpectralScanChannels 360	32
DetectionChannels SpiSpectralScanChannels 361	32
DetectionChannels SpiSpectralScanChannels 362	32
DetectionChannels SpiSpectralScanChannels 363	32
DetectionChannels SpiSpectralScanChannels 364	32
DetectionChannels SpiSpectralScanChannels 365	32
DetectionChannels SpiSpectralScanChannels 366	32
DetectionChannels SpiSpectralScanChannels 367	32
DetectionChannels SpiSpectralScanChannels 368	32
DetectionChannels SpiSpectralScanChannels 369	32
DetectionChannels SpiSpectralScanChannels 37	32
DetectionChannels SpiSpectralScanChannels 370	32
DetectionChannels SpiSpectralScanChannels 371	32
DetectionChannels SpiSpectralScanChannels 372	32
DetectionChannels SpiSpectralScanChannels 373	32
DetectionChannels SpiSpectralScanChannels 374	32
DetectionChannels SpiSpectralScanChannels 375	32
DetectionChannels SpiSpectralScanChannels 376	32
DetectionChannels SpiSpectralScanChannels 377	32
DetectionChannels SpiSpectralScanChannels 378	32
DetectionChannels SpiSpectralScanChannels 379	32
DetectionChannels SpiSpectralScanChannels 38	32
DetectionChannels SpiSpectralScanChannels 380	32
DetectionChannels SpiSpectralScanChannels 381	32
DetectionChannels SpiSpectralScanChannels 382	32
DetectionChannels SpiSpectralScanChannels 383	32
DetectionChannels SpiSpectralScanChannels 384	32
DetectionChannels SpiSpectralScanChannels 385	32
DetectionChannels SpiSpectralScanChannels 386	32
DetectionChannels SpiSpectralScanChannels 387	32
DetectionChannels SpiSpectralScanChannels 388	32
DetectionChannels SpiSpectralScanChannels 389	32
DetectionChannels SpiSpectralScanChannels 39	32
DetectionChannels SpiSpectralScanChannels 390	32
DetectionChannels SpiSpectralScanChannels 391	32
DetectionChannels SpiSpectralScanChannels 392	32
DetectionChannels SpiSpectralScanChannels 393	32
DetectionChannels SpiSpectralScanChannels 394	32
DetectionChannels SpiSpectralScanChannels 395	32
DetectionChannels SpiSpectralScanChannels 396	32
DetectionChannels SpiSpectralScanChannels 397	32
DetectionChannels SpiSpectralScanChannels 398	32
DetectionChannels SpiSpectralScanChannels 399	32
DetectionChannels SpiSpectralScanChannels 4	32
DetectionChannels SpiSpectralScanChannels 40	32
DetectionChannels SpiSpectralScanChannels 400	32
DetectionChannels SpiSpectralScanChannels 401	32
DetectionChannels SpiSpectralScanChannels 402	32
DetectionChannels SpiSpectralScanChannels 403	32
DetectionChannels SpiSpectralScanChannels 404	32
DetectionChannels SpiSpectralScanChannels 405	32
DetectionChannels SpiSpectralScanChannels 406	32
DetectionChannels SpiSpectralScanChannels 407	32
DetectionChannels SpiSpectralScanChannels 408	32
DetectionChannels SpiSpectralScanChannels 409	32
DetectionChannels SpiSpectralScanChannels 41	32
DetectionChannels SpiSpectralScanChannels 410	32
DetectionChannels SpiSpectralScanChannels 411	32
DetectionChannels SpiSpectralScanChannels 412	32
DetectionChannels SpiSpectralScanChannels 413	32
DetectionChannels SpiSpectralScanChannels 414	32
DetectionChannels SpiSpectralScanChannels 415	32
DetectionChannels SpiSpectralScanChannels 416	32
DetectionChannels SpiSpectralScanChannels 417	32
DetectionChannels SpiSpectralScanChannels 418	32
DetectionChannels SpiSpectralScanChannels 419	32
DetectionChannels SpiSpectralScanChannels 42	32
DetectionChannels SpiSpectralScanChannels 420	32
DetectionChannels SpiSpectralScanChannels 421	32
DetectionChannels SpiSpectralScanChannels 422	32
DetectionChannels SpiSpectralScanChannels 423	32
DetectionChannels SpiSpectralScanChannels 424	32
DetectionChannels SpiSpectralScanChannels 425	32
DetectionChannels SpiSpectralScanChannels 426	32
DetectionChannels SpiSpectralScanChannels 427	32
DetectionChannels SpiSpectralScanChannels 428	32
DetectionChannels SpiSpectralScanChannels 429	32
DetectionChannels SpiSpectralScanChannels 43	32
DetectionChannels SpiSpectralScanChannels 430	32
DetectionChannels SpiSpectralScanChannels 431	32
DetectionChannels SpiSpectralScanChannels 432	32
DetectionChannels SpiSpectralScanChannels 44	32
DetectionChannels SpiSpectralScanChannels 45	32
DetectionChannels SpiSpectralScanChannels 46	32
DetectionChannels SpiSpectralScanChannels 47	32
DetectionChannels SpiSpectralScanChannels 48	32
DetectionChannels SpiSpectralScanChannels 49	32
DetectionChannels SpiSpectralScanChannels 5	32
DetectionChannels SpiSpectralScanChannels 50	32
DetectionChannels SpiSpectralScanChannels 51	32
DetectionChannels SpiSpectralScanChannels 52	32
DetectionChannels SpiSpectralScanChannels 53	32
DetectionChannels SpiSpectralScanChannels 54	32
DetectionChannels SpiSpectralScanChannels 55	32
DetectionChannels SpiSpectralScanChannels 56	32
DetectionChannels SpiSpectralScanChannels 57	32
DetectionChannels SpiSpectralScanChannels 58	32
DetectionChannels SpiSpectralScanChannels 59	32
DetectionChannels SpiSpectralScanChannels 6	32
DetectionChannels SpiSpectralScanChannels 60	32
DetectionChannels SpiSpectralScanChannels 61	32
DetectionChannels SpiSpectralScanChannels 62	32
DetectionChannels SpiSpectralScanChannels 63	32
DetectionChannels SpiSpectralScanChannels 64	32
DetectionChannels SpiSpectralScanChannels 65	32
DetectionChannels SpiSpectralScanChannels 66	32
DetectionChannels SpiSpectralScanChannels 67	32
DetectionChannels SpiSpectralScanChannels 68	32
DetectionChannels SpiSpectralScanChannels 69	32
DetectionChannels SpiSpectralScanChannels 7	32
DetectionChannels SpiSpectralScanChannels 70	32
DetectionChannels SpiSpectralScanChannels 71	32
DetectionChannels SpiSpectralScanChannels 72	32
DetectionChannels SpiSpectralScanChannels 73	32
DetectionChannels SpiSpectralScanChannels 74	32
DetectionChannels SpiSpectralScanChannels 75	32
DetectionChannels SpiSpectralScanChannels 76	32
DetectionChannels SpiSpectralScanChannels 77	32
DetectionChannels SpiSpectralScanChannels 78	32
DetectionChannels SpiSpectralScanChannels 79	32
DetectionChannels SpiSpectralScanChannels 8	32
DetectionChannels SpiSpectralScanChannels 80	32
DetectionChannels SpiSpectralScanChannels 81	32
DetectionChannels SpiSpectralScanChannels 82	32
DetectionChannels SpiSpectralScanChannels 83	32
DetectionChannels SpiSpectralScanChannels 84	32
DetectionChannels SpiSpectralScanChannels 85	32
DetectionChannels SpiSpectralScanChannels 86	32
DetectionChannels SpiSpectralScanChannels 87	32
DetectionChannels SpiSpectralScanChannels 88	32
DetectionChannels SpiSpectralScanChannels 89	32
DetectionChannels SpiSpectralScanChannels 9	32
DetectionChannels SpiSpectralScanChannels 90	32
DetectionChannels SpiSpectralScanChannels 91	32
DetectionChannels SpiSpectralScanChannels 92	32
DetectionChannels SpiSpectralScanChannels 93	32
DetectionChannels SpiSpectralScanChannels 94	32
DetectionChannels SpiSpectralScanChannels 95	32
DetectionChannels SpiSpectralScanChannels 96	32
DetectionChannels SpiSpectralScanChannels 97	32
DetectionChannels SpiSpectralScanChannels 98	32
DetectionChannels SpiSpectralScanChannels 99	32
DetectionChannels SpiWavelengthEnd1 1	646.73
DetectionChannels SpiWavelengthEnd1 10	735.0
DetectionChannels SpiWavelengthEnd1 100	753.73
DetectionChannels SpiWavelengthEnd1 101	753.73
DetectionChannels SpiWavelengthEnd1 102	753.73
DetectionChannels SpiWavelengthEnd1 103	753.73
DetectionChannels SpiWavelengthEnd1 104	735.0
DetectionChannels SpiWavelengthEnd1 105	735.0
DetectionChannels SpiWavelengthEnd1 106	735.0
DetectionChannels SpiWavelengthEnd1 107	753.73
DetectionChannels SpiWavelengthEnd1 108	753.73
DetectionChannels SpiWavelengthEnd1 109	753.73
DetectionChannels SpiWavelengthEnd1 11	735.0
DetectionChannels SpiWavelengthEnd1 110	753.73
DetectionChannels SpiWavelengthEnd1 111	753.73
DetectionChannels SpiWavelengthEnd1 112	753.73
DetectionChannels SpiWavelengthEnd1 113	753.73
DetectionChannels SpiWavelengthEnd1 114	753.73
DetectionChannels SpiWavelengthEnd1 115	753.73
DetectionChannels SpiWavelengthEnd1 116	753.73
DetectionChannels SpiWavelengthEnd1 117	753.73
DetectionChannels SpiWavelengthEnd1 118	735.0
DetectionChannels SpiWavelengthEnd1 119	735.0
DetectionChannels SpiWavelengthEnd1 12	735.0
DetectionChannels SpiWavelengthEnd1 120	735.0
DetectionChannels SpiWavelengthEnd1 121	753.73
DetectionChannels SpiWavelengthEnd1 122	753.73
DetectionChannels SpiWavelengthEnd1 123	753.73
DetectionChannels SpiWavelengthEnd1 124	753.73
DetectionChannels SpiWavelengthEnd1 125	753.73
DetectionChannels SpiWavelengthEnd1 126	753.73
DetectionChannels SpiWavelengthEnd1 127	753.73
DetectionChannels SpiWavelengthEnd1 128	753.73
DetectionChannels SpiWavelengthEnd1 129	753.73
DetectionChannels SpiWavelengthEnd1 13	753.73
DetectionChannels SpiWavelengthEnd1 130	735.0
DetectionChannels SpiWavelengthEnd1 131	735.0
DetectionChannels SpiWavelengthEnd1 132	735.0
DetectionChannels SpiWavelengthEnd1 133	753.73
DetectionChannels SpiWavelengthEnd1 134	753.73
DetectionChannels SpiWavelengthEnd1 135	753.73
DetectionChannels SpiWavelengthEnd1 136	753.73
DetectionChannels SpiWavelengthEnd1 137	753.73
DetectionChannels SpiWavelengthEnd1 138	753.73
DetectionChannels SpiWavelengthEnd1 139	753.73
DetectionChannels SpiWavelengthEnd1 14	753.73
DetectionChannels SpiWavelengthEnd1 140	753.73
DetectionChannels SpiWavelengthEnd1 141	753.73
DetectionChannels SpiWavelengthEnd1 142	735.0
DetectionChannels SpiWavelengthEnd1 143	735.0
DetectionChannels SpiWavelengthEnd1 144	735.0
DetectionChannels SpiWavelengthEnd1 145	646.73
DetectionChannels SpiWavelengthEnd1 146	753.73
DetectionChannels SpiWavelengthEnd1 147	753.73
DetectionChannels SpiWavelengthEnd1 148	753.73
DetectionChannels SpiWavelengthEnd1 149	753.73
DetectionChannels SpiWavelengthEnd1 15	753.73
DetectionChannels SpiWavelengthEnd1 150	753.73
DetectionChannels SpiWavelengthEnd1 151	753.73
DetectionChannels SpiWavelengthEnd1 152	753.73
DetectionChannels SpiWavelengthEnd1 153	753.73
DetectionChannels SpiWavelengthEnd1 154	735.0
DetectionChannels SpiWavelengthEnd1 155	735.0
DetectionChannels SpiWavelengthEnd1 156	735.0
DetectionChannels SpiWavelengthEnd1 157	753.73
DetectionChannels SpiWavelengthEnd1 158	753.73
DetectionChannels SpiWavelengthEnd1 159	753.73
DetectionChannels SpiWavelengthEnd1 16	753.73
DetectionChannels SpiWavelengthEnd1 160	753.73
DetectionChannels SpiWavelengthEnd1 161	753.73
DetectionChannels SpiWavelengthEnd1 162	753.73
DetectionChannels SpiWavelengthEnd1 163	753.73
DetectionChannels SpiWavelengthEnd1 164	753.73
DetectionChannels SpiWavelengthEnd1 165	753.73
DetectionChannels SpiWavelengthEnd1 166	735.0
DetectionChannels SpiWavelengthEnd1 167	735.0
DetectionChannels SpiWavelengthEnd1 168	735.0
DetectionChannels SpiWavelengthEnd1 169	753.73
DetectionChannels SpiWavelengthEnd1 17	753.73
DetectionChannels SpiWavelengthEnd1 170	753.73
DetectionChannels SpiWavelengthEnd1 171	753.73
DetectionChannels SpiWavelengthEnd1 172	753.73
DetectionChannels SpiWavelengthEnd1 173	753.73
DetectionChannels SpiWavelengthEnd1 174	753.73
DetectionChannels SpiWavelengthEnd1 175	753.73
DetectionChannels SpiWavelengthEnd1 176	753.73
DetectionChannels SpiWavelengthEnd1 177	753.73
DetectionChannels SpiWavelengthEnd1 178	735.0
DetectionChannels SpiWavelengthEnd1 179	735.0
DetectionChannels SpiWavelengthEnd1 18	753.73
DetectionChannels SpiWavelengthEnd1 180	735.0
DetectionChannels SpiWavelengthEnd1 181	646.73
DetectionChannels SpiWavelengthEnd1 182	753.73
DetectionChannels SpiWavelengthEnd1 183	753.73
DetectionChannels SpiWavelengthEnd1 184	753.73
DetectionChannels SpiWavelengthEnd1 185	753.73
DetectionChannels SpiWavelengthEnd1 186	753.73
DetectionChannels SpiWavelengthEnd1 187	753.73
DetectionChannels SpiWavelengthEnd1 188	753.73
DetectionChannels SpiWavelengthEnd1 189	753.73
DetectionChannels SpiWavelengthEnd1 19	753.73
DetectionChannels SpiWavelengthEnd1 190	735.0
DetectionChannels SpiWavelengthEnd1 191	735.0
DetectionChannels SpiWavelengthEnd1 192	735.0
DetectionChannels SpiWavelengthEnd1 193	753.73
DetectionChannels SpiWavelengthEnd1 194	753.73
DetectionChannels SpiWavelengthEnd1 195	753.73
DetectionChannels SpiWavelengthEnd1 196	753.73
DetectionChannels SpiWavelengthEnd1 197	753.73
DetectionChannels SpiWavelengthEnd1 198	753.73
DetectionChannels SpiWavelengthEnd1 199	753.73
DetectionChannels SpiWavelengthEnd1 2	753.73
DetectionChannels SpiWavelengthEnd1 20	753.73
DetectionChannels SpiWavelengthEnd1 200	753.73
DetectionChannels SpiWavelengthEnd1 201	753.73
DetectionChannels SpiWavelengthEnd1 202	753.73
DetectionChannels SpiWavelengthEnd1 203	753.73
DetectionChannels SpiWavelengthEnd1 204	735.0
DetectionChannels SpiWavelengthEnd1 205	735.0
DetectionChannels SpiWavelengthEnd1 206	735.0
DetectionChannels SpiWavelengthEnd1 207	646.73
DetectionChannels SpiWavelengthEnd1 208	753.73
DetectionChannels SpiWavelengthEnd1 209	753.73
DetectionChannels SpiWavelengthEnd1 21	753.73
DetectionChannels SpiWavelengthEnd1 210	753.73
DetectionChannels SpiWavelengthEnd1 211	753.73
DetectionChannels SpiWavelengthEnd1 212	735.0
DetectionChannels SpiWavelengthEnd1 213	735.0
DetectionChannels SpiWavelengthEnd1 214	735.0
DetectionChannels SpiWavelengthEnd1 215	753.73
DetectionChannels SpiWavelengthEnd1 216	753.73
DetectionChannels SpiWavelengthEnd1 217	753.73
DetectionChannels SpiWavelengthEnd1 218	753.73
DetectionChannels SpiWavelengthEnd1 219	753.73
DetectionChannels SpiWavelengthEnd1 22	735.0
DetectionChannels SpiWavelengthEnd1 220	753.73
DetectionChannels SpiWavelengthEnd1 221	753.73
DetectionChannels SpiWavelengthEnd1 222	753.73
DetectionChannels SpiWavelengthEnd1 223	753.73
DetectionChannels SpiWavelengthEnd1 224	753.73
DetectionChannels SpiWavelengthEnd1 225	753.73
DetectionChannels SpiWavelengthEnd1 226	735.0
DetectionChannels SpiWavelengthEnd1 227	735.0
DetectionChannels SpiWavelengthEnd1 228	735.0
DetectionChannels SpiWavelengthEnd1 229	753.73
DetectionChannels SpiWavelengthEnd1 23	735.0
DetectionChannels SpiWavelengthEnd1 230	753.73
DetectionChannels SpiWavelengthEnd1 231	753.73
DetectionChannels SpiWavelengthEnd1 232	753.73
DetectionChannels SpiWavelengthEnd1 233	753.73
DetectionChannels SpiWavelengthEnd1 234	753.73
DetectionChannels SpiWavelengthEnd1 235	753.73
DetectionChannels SpiWavelengthEnd1 236	753.73
DetectionChannels SpiWavelengthEnd1 237	753.73
DetectionChannels SpiWavelengthEnd1 238	735.0
DetectionChannels SpiWavelengthEnd1 239	735.0
DetectionChannels SpiWavelengthEnd1 24	735.0
DetectionChannels SpiWavelengthEnd1 240	735.0
DetectionChannels SpiWavelengthEnd1 241	753.73
DetectionChannels SpiWavelengthEnd1 242	753.73
DetectionChannels SpiWavelengthEnd1 243	753.73
DetectionChannels SpiWavelengthEnd1 244	753.73
DetectionChannels SpiWavelengthEnd1 245	753.73
DetectionChannels SpiWavelengthEnd1 246	753.73
DetectionChannels SpiWavelengthEnd1 247	753.73
DetectionChannels SpiWavelengthEnd1 248	753.73
DetectionChannels SpiWavelengthEnd1 249	753.73
DetectionChannels SpiWavelengthEnd1 25	753.73
DetectionChannels SpiWavelengthEnd1 250	735.0
DetectionChannels SpiWavelengthEnd1 251	735.0
DetectionChannels SpiWavelengthEnd1 252	735.0
DetectionChannels SpiWavelengthEnd1 253	646.73
DetectionChannels SpiWavelengthEnd1 254	753.73
DetectionChannels SpiWavelengthEnd1 255	753.73
DetectionChannels SpiWavelengthEnd1 256	753.73
DetectionChannels SpiWavelengthEnd1 257	753.73
DetectionChannels SpiWavelengthEnd1 258	753.73
DetectionChannels SpiWavelengthEnd1 259	753.73
DetectionChannels SpiWavelengthEnd1 26	753.73
DetectionChannels SpiWavelengthEnd1 260	753.73
DetectionChannels SpiWavelengthEnd1 261	753.73
DetectionChannels SpiWavelengthEnd1 262	735.0
DetectionChannels SpiWavelengthEnd1 263	735.0
DetectionChannels SpiWavelengthEnd1 264	735.0
DetectionChannels SpiWavelengthEnd1 265	753.73
DetectionChannels SpiWavelengthEnd1 266	753.73
DetectionChannels SpiWavelengthEnd1 267	753.73
DetectionChannels SpiWavelengthEnd1 268	753.73
DetectionChannels SpiWavelengthEnd1 269	753.73
DetectionChannels SpiWavelengthEnd1 27	753.73
DetectionChannels SpiWavelengthEnd1 270	753.73
DetectionChannels SpiWavelengthEnd1 271	753.73
DetectionChannels SpiWavelengthEnd1 272	753.73
DetectionChannels SpiWavelengthEnd1 273	753.73
DetectionChannels SpiWavelengthEnd1 274	735.0
DetectionChannels SpiWavelengthEnd1 275	735.0
DetectionChannels SpiWavelengthEnd1 276	735.0
DetectionChannels SpiWavelengthEnd1 277	753.73
DetectionChannels SpiWavelengthEnd1 278	753.73
DetectionChannels SpiWavelengthEnd1 279	753.73
DetectionChannels SpiWavelengthEnd1 28	753.73
DetectionChannels SpiWavelengthEnd1 280	753.73
DetectionChannels SpiWavelengthEnd1 281	753.73
DetectionChannels SpiWavelengthEnd1 282	753.73
DetectionChannels SpiWavelengthEnd1 283	753.73
DetectionChannels SpiWavelengthEnd1 284	753.73
DetectionChannels SpiWavelengthEnd1 285	753.73
DetectionChannels SpiWavelengthEnd1 286	735.0
DetectionChannels SpiWavelengthEnd1 287	735.0
DetectionChannels SpiWavelengthEnd1 288	735.0
DetectionChannels SpiWavelengthEnd1 289	646.73
DetectionChannels SpiWavelengthEnd1 29	753.73
DetectionChannels SpiWavelengthEnd1 290	753.73
DetectionChannels SpiWavelengthEnd1 291	753.73
DetectionChannels SpiWavelengthEnd1 292	753.73
DetectionChannels SpiWavelengthEnd1 293	753.73
DetectionChannels SpiWavelengthEnd1 294	753.73
DetectionChannels SpiWavelengthEnd1 295	753.73
DetectionChannels SpiWavelengthEnd1 296	753.73
DetectionChannels SpiWavelengthEnd1 297	753.73
DetectionChannels SpiWavelengthEnd1 298	735.0
DetectionChannels SpiWavelengthEnd1 299	735.0
DetectionChannels SpiWavelengthEnd1 3	753.73
DetectionChannels SpiWavelengthEnd1 30	753.73
DetectionChannels SpiWavelengthEnd1 300	735.0
DetectionChannels SpiWavelengthEnd1 301	753.73
DetectionChannels SpiWavelengthEnd1 302	753.73
DetectionChannels SpiWavelengthEnd1 303	753.73
DetectionChannels SpiWavelengthEnd1 304	753.73
DetectionChannels SpiWavelengthEnd1 305	753.73
DetectionChannels SpiWavelengthEnd1 306	753.73
DetectionChannels SpiWavelengthEnd1 307	753.73
DetectionChannels SpiWavelengthEnd1 308	753.73
DetectionChannels SpiWavelengthEnd1 309	753.73
DetectionChannels SpiWavelengthEnd1 31	753.73
DetectionChannels SpiWavelengthEnd1 310	735.0
DetectionChannels SpiWavelengthEnd1 311	735.0
DetectionChannels SpiWavelengthEnd1 312	735.0
DetectionChannels SpiWavelengthEnd1 313	753.73
DetectionChannels SpiWavelengthEnd1 314	753.73
DetectionChannels SpiWavelengthEnd1 315	753.73
DetectionChannels SpiWavelengthEnd1 316	753.73
DetectionChannels SpiWavelengthEnd1 317	753.73
DetectionChannels SpiWavelengthEnd1 318	753.73
DetectionChannels SpiWavelengthEnd1 319	753.73
DetectionChannels SpiWavelengthEnd1 32	753.73
DetectionChannels SpiWavelengthEnd1 320	753.73
DetectionChannels SpiWavelengthEnd1 321	753.73
DetectionChannels SpiWavelengthEnd1 322	735.0
DetectionChannels SpiWavelengthEnd1 323	735.0
DetectionChannels SpiWavelengthEnd1 324	735.0
DetectionChannels SpiWavelengthEnd1 325	646.73
DetectionChannels SpiWavelengthEnd1 326	753.73
DetectionChannels SpiWavelengthEnd1 327	753.73
DetectionChannels SpiWavelengthEnd1 328	753.73
DetectionChannels SpiWavelengthEnd1 329	753.73
DetectionChannels SpiWavelengthEnd1 33	753.73
DetectionChannels SpiWavelengthEnd1 330	753.73
DetectionChannels SpiWavelengthEnd1 331	753.73
DetectionChannels SpiWavelengthEnd1 332	753.73
DetectionChannels SpiWavelengthEnd1 333	753.73
DetectionChannels SpiWavelengthEnd1 334	735.0
DetectionChannels SpiWavelengthEnd1 335	735.0
DetectionChannels SpiWavelengthEnd1 336	735.0
DetectionChannels SpiWavelengthEnd1 337	753.73
DetectionChannels SpiWavelengthEnd1 338	753.73
DetectionChannels SpiWavelengthEnd1 339	753.73
DetectionChannels SpiWavelengthEnd1 34	735.0
DetectionChannels SpiWavelengthEnd1 340	753.73
DetectionChannels SpiWavelengthEnd1 341	753.73
DetectionChannels SpiWavelengthEnd1 342	753.73
DetectionChannels SpiWavelengthEnd1 343	753.73
DetectionChannels SpiWavelengthEnd1 344	753.73
DetectionChannels SpiWavelengthEnd1 345	753.73
DetectionChannels SpiWavelengthEnd1 346	753.73
DetectionChannels SpiWavelengthEnd1 347	753.73
DetectionChannels SpiWavelengthEnd1 348	735.0
DetectionChannels SpiWavelengthEnd1 349	735.0
DetectionChannels SpiWavelengthEnd1 35	735.0
DetectionChannels SpiWavelengthEnd1 350	735.0
DetectionChannels SpiWavelengthEnd1 351	753.73
DetectionChannels SpiWavelengthEnd1 352	753.73
DetectionChannels SpiWavelengthEnd1 353	753.73
DetectionChannels SpiWavelengthEnd1 354	753.73
DetectionChannels SpiWavelengthEnd1 355	753.73
DetectionChannels SpiWavelengthEnd1 356	735.0
DetectionChannels SpiWavelengthEnd1 357	735.0
DetectionChannels SpiWavelengthEnd1 358	735.0
DetectionChannels SpiWavelengthEnd1 359	753.73
DetectionChannels SpiWavelengthEnd1 36	735.0
DetectionChannels SpiWavelengthEnd1 360	753.73
DetectionChannels SpiWavelengthEnd1 361	646.73
DetectionChannels SpiWavelengthEnd1 362	753.73
DetectionChannels SpiWavelengthEnd1 363	753.73
DetectionChannels SpiWavelengthEnd1 364	753.73
DetectionChannels SpiWavelengthEnd1 365	753.73
DetectionChannels SpiWavelengthEnd1 366	753.73
DetectionChannels SpiWavelengthEnd1 367	753.73
DetectionChannels SpiWavelengthEnd1 368	753.73
DetectionChannels SpiWavelengthEnd1 369	753.73
DetectionChannels SpiWavelengthEnd1 37	646.73
DetectionChannels SpiWavelengthEnd1 370	735.0
DetectionChannels SpiWavelengthEnd1 371	735.0
DetectionChannels SpiWavelengthEnd1 372	735.0
DetectionChannels SpiWavelengthEnd1 373	753.73
DetectionChannels SpiWavelengthEnd1 374	753.73
DetectionChannels SpiWavelengthEnd1 375	753.73
DetectionChannels SpiWavelengthEnd1 376	753.73
DetectionChannels SpiWavelengthEnd1 377	753.73
DetectionChannels SpiWavelengthEnd1 378	753.73
DetectionChannels SpiWavelengthEnd1 379	753.73
DetectionChannels SpiWavelengthEnd1 38	753.73
DetectionChannels SpiWavelengthEnd1 380	753.73
DetectionChannels SpiWavelengthEnd1 381	753.73
DetectionChannels SpiWavelengthEnd1 382	735.0
DetectionChannels SpiWavelengthEnd1 383	735.0
DetectionChannels SpiWavelengthEnd1 384	735.0
DetectionChannels SpiWavelengthEnd1 385	753.73
DetectionChannels SpiWavelengthEnd1 386	753.73
DetectionChannels SpiWavelengthEnd1 387	753.73
DetectionChannels SpiWavelengthEnd1 388	753.73
DetectionChannels SpiWavelengthEnd1 389	753.73
DetectionChannels SpiWavelengthEnd1 39	753.73
DetectionChannels SpiWavelengthEnd1 390	753.73
DetectionChannels SpiWavelengthEnd1 391	753.73
DetectionChannels SpiWavelengthEnd1 392	753.73
DetectionChannels SpiWavelengthEnd1 393	753.73
DetectionChannels SpiWavelengthEnd1 394	753.73
DetectionChannels SpiWavelengthEnd1 395	753.73
DetectionChannels SpiWavelengthEnd1 396	735.0
DetectionChannels SpiWavelengthEnd1 397	735.0
DetectionChannels SpiWavelengthEnd1 398	735.0
DetectionChannels SpiWavelengthEnd1 399	753.73
DetectionChannels SpiWavelengthEnd1 4	753.73
DetectionChannels SpiWavelengthEnd1 40	753.73
DetectionChannels SpiWavelengthEnd1 400	753.73
DetectionChannels SpiWavelengthEnd1 401	753.73
DetectionChannels SpiWavelengthEnd1 402	753.73
DetectionChannels SpiWavelengthEnd1 403	753.73
DetectionChannels SpiWavelengthEnd1 404	753.73
DetectionChannels SpiWavelengthEnd1 405	753.73
DetectionChannels SpiWavelengthEnd1 406	753.73
DetectionChannels SpiWavelengthEnd1 407	753.73
DetectionChannels SpiWavelengthEnd1 408	735.0
DetectionChannels SpiWavelengthEnd1 409	735.0
DetectionChannels SpiWavelengthEnd1 41	753.73
DetectionChannels SpiWavelengthEnd1 410	735.0
DetectionChannels SpiWavelengthEnd1 411	753.73
DetectionChannels SpiWavelengthEnd1 412	753.73
DetectionChannels SpiWavelengthEnd1 413	753.73
DetectionChannels SpiWavelengthEnd1 414	753.73
DetectionChannels SpiWavelengthEnd1 415	753.73
DetectionChannels SpiWavelengthEnd1 416	753.73
DetectionChannels SpiWavelengthEnd1 417	753.73
DetectionChannels SpiWavelengthEnd1 418	753.73
DetectionChannels SpiWavelengthEnd1 419	753.73
DetectionChannels SpiWavelengthEnd1 42	753.73
DetectionChannels SpiWavelengthEnd1 420	735.0
DetectionChannels SpiWavelengthEnd1 421	735.0
DetectionChannels SpiWavelengthEnd1 422	735.0
DetectionChannels SpiWavelengthEnd1 423	753.73
DetectionChannels SpiWavelengthEnd1 424	753.73
DetectionChannels SpiWavelengthEnd1 425	753.73
DetectionChannels SpiWavelengthEnd1 426	735.0
DetectionChannels SpiWavelengthEnd1 427	735.0
DetectionChannels SpiWavelengthEnd1 428	735.0
DetectionChannels SpiWavelengthEnd1 429	646.73
DetectionChannels SpiWavelengthEnd1 43	753.73
DetectionChannels SpiWavelengthEnd1 430	753.73
DetectionChannels SpiWavelengthEnd1 431	753.73
DetectionChannels SpiWavelengthEnd1 432	753.73
DetectionChannels SpiWavelengthEnd1 44	753.73
DetectionChannels SpiWavelengthEnd1 45	753.73
DetectionChannels SpiWavelengthEnd1 46	735.0
DetectionChannels SpiWavelengthEnd1 47	735.0
DetectionChannels SpiWavelengthEnd1 48	735.0
DetectionChannels SpiWavelengthEnd1 49	753.73
DetectionChannels SpiWavelengthEnd1 5	753.73
DetectionChannels SpiWavelengthEnd1 50	753.73
DetectionChannels SpiWavelengthEnd1 51	753.73
DetectionChannels SpiWavelengthEnd1 52	753.73
DetectionChannels SpiWavelengthEnd1 53	753.73
DetectionChannels SpiWavelengthEnd1 54	753.73
DetectionChannels SpiWavelengthEnd1 55	753.73
DetectionChannels SpiWavelengthEnd1 56	753.73
DetectionChannels SpiWavelengthEnd1 57	753.73
DetectionChannels SpiWavelengthEnd1 58	735.0
DetectionChannels SpiWavelengthEnd1 59	735.0
DetectionChannels SpiWavelengthEnd1 6	753.73
DetectionChannels SpiWavelengthEnd1 60	735.0
DetectionChannels SpiWavelengthEnd1 61	753.73
DetectionChannels SpiWavelengthEnd1 62	753.73
DetectionChannels SpiWavelengthEnd1 63	753.73
DetectionChannels SpiWavelengthEnd1 64	753.73
DetectionChannels SpiWavelengthEnd1 65	753.73
DetectionChannels SpiWavelengthEnd1 66	753.73
DetectionChannels SpiWavelengthEnd1 67	753.73
DetectionChannels SpiWavelengthEnd1 68	753.73
DetectionChannels SpiWavelengthEnd1 69	753.73
DetectionChannels SpiWavelengthEnd1 7	753.73
DetectionChannels SpiWavelengthEnd1 70	735.0
DetectionChannels SpiWavelengthEnd1 71	735.0
DetectionChannels SpiWavelengthEnd1 72	735.0
DetectionChannels SpiWavelengthEnd1 73	646.73
DetectionChannels SpiWavelengthEnd1 74	753.73
DetectionChannels SpiWavelengthEnd1 75	753.73
DetectionChannels SpiWavelengthEnd1 76	753.73
DetectionChannels SpiWavelengthEnd1 77	753.73
DetectionChannels SpiWavelengthEnd1 78	753.73
DetectionChannels SpiWavelengthEnd1 79	753.73
DetectionChannels SpiWavelengthEnd1 8	753.73
DetectionChannels SpiWavelengthEnd1 80	753.73
DetectionChannels SpiWavelengthEnd1 81	753.73
DetectionChannels SpiWavelengthEnd1 82	735.0
DetectionChannels SpiWavelengthEnd1 83	735.0
DetectionChannels SpiWavelengthEnd1 84	735.0
DetectionChannels SpiWavelengthEnd1 85	753.73
DetectionChannels SpiWavelengthEnd1 86	753.73
DetectionChannels SpiWavelengthEnd1 87	753.73
DetectionChannels SpiWavelengthEnd1 88	753.73
DetectionChannels SpiWavelengthEnd1 89	753.73
DetectionChannels SpiWavelengthEnd1 9	753.73
DetectionChannels SpiWavelengthEnd1 90	753.73
DetectionChannels SpiWavelengthEnd1 91	753.73
DetectionChannels SpiWavelengthEnd1 92	753.73
DetectionChannels SpiWavelengthEnd1 93	753.73
DetectionChannels SpiWavelengthEnd1 94	753.73
DetectionChannels SpiWavelengthEnd1 95	753.73
DetectionChannels SpiWavelengthEnd1 96	735.0
DetectionChannels SpiWavelengthEnd1 97	735.0
DetectionChannels SpiWavelengthEnd1 98	735.0
DetectionChannels SpiWavelengthEnd1 99	646.73
DetectionChannels SpiWavelengthEnd2 1	575.0
DetectionChannels SpiWavelengthEnd2 10	575.0
DetectionChannels SpiWavelengthEnd2 100	575.0
DetectionChannels SpiWavelengthEnd2 101	575.0
DetectionChannels SpiWavelengthEnd2 102	575.0
DetectionChannels SpiWavelengthEnd2 103	575.0
DetectionChannels SpiWavelengthEnd2 104	575.0
DetectionChannels SpiWavelengthEnd2 105	575.0
DetectionChannels SpiWavelengthEnd2 106	575.0
DetectionChannels SpiWavelengthEnd2 107	575.0
DetectionChannels SpiWavelengthEnd2 108	575.0
DetectionChannels SpiWavelengthEnd2 109	575.0
DetectionChannels SpiWavelengthEnd2 11	575.0
DetectionChannels SpiWavelengthEnd2 110	575.0
DetectionChannels SpiWavelengthEnd2 111	575.0
DetectionChannels SpiWavelengthEnd2 112	575.0
DetectionChannels SpiWavelengthEnd2 113	575.0
DetectionChannels SpiWavelengthEnd2 114	575.0
DetectionChannels SpiWavelengthEnd2 115	575.0
DetectionChannels SpiWavelengthEnd2 116	575.0
DetectionChannels SpiWavelengthEnd2 117	575.0
DetectionChannels SpiWavelengthEnd2 118	575.0
DetectionChannels SpiWavelengthEnd2 119	575.0
DetectionChannels SpiWavelengthEnd2 12	575.0
DetectionChannels SpiWavelengthEnd2 120	575.0
DetectionChannels SpiWavelengthEnd2 121	575.0
DetectionChannels SpiWavelengthEnd2 122	575.0
DetectionChannels SpiWavelengthEnd2 123	575.0
DetectionChannels SpiWavelengthEnd2 124	575.0
DetectionChannels SpiWavelengthEnd2 125	575.0
DetectionChannels SpiWavelengthEnd2 126	575.0
DetectionChannels SpiWavelengthEnd2 127	575.0
DetectionChannels SpiWavelengthEnd2 128	575.0
DetectionChannels SpiWavelengthEnd2 129	575.0
DetectionChannels SpiWavelengthEnd2 13	575.0
DetectionChannels SpiWavelengthEnd2 130	575.0
DetectionChannels SpiWavelengthEnd2 131	575.0
DetectionChannels SpiWavelengthEnd2 132	575.0
DetectionChannels SpiWavelengthEnd2 133	575.0
DetectionChannels SpiWavelengthEnd2 134	575.0
DetectionChannels SpiWavelengthEnd2 135	575.0
DetectionChannels SpiWavelengthEnd2 136	575.0
DetectionChannels SpiWavelengthEnd2 137	575.0
DetectionChannels SpiWavelengthEnd2 138	575.0
DetectionChannels SpiWavelengthEnd2 139	575.0
DetectionChannels SpiWavelengthEnd2 14	575.0
DetectionChannels SpiWavelengthEnd2 140	575.0
DetectionChannels SpiWavelengthEnd2 141	575.0
DetectionChannels SpiWavelengthEnd2 142	575.0
DetectionChannels SpiWavelengthEnd2 143	575.0
DetectionChannels SpiWavelengthEnd2 144	575.0
DetectionChannels SpiWavelengthEnd2 145	575.0
DetectionChannels SpiWavelengthEnd2 146	575.0
DetectionChannels SpiWavelengthEnd2 147	575.0
DetectionChannels SpiWavelengthEnd2 148	575.0
DetectionChannels SpiWavelengthEnd2 149	575.0
DetectionChannels SpiWavelengthEnd2 15	575.0
DetectionChannels SpiWavelengthEnd2 150	575.0
DetectionChannels SpiWavelengthEnd2 151	575.0
DetectionChannels SpiWavelengthEnd2 152	575.0
DetectionChannels SpiWavelengthEnd2 153	575.0
DetectionChannels SpiWavelengthEnd2 154	575.0
DetectionChannels SpiWavelengthEnd2 155	575.0
DetectionChannels SpiWavelengthEnd2 156	575.0
DetectionChannels SpiWavelengthEnd2 157	575.0
DetectionChannels SpiWavelengthEnd2 158	575.0
DetectionChannels SpiWavelengthEnd2 159	575.0
DetectionChannels SpiWavelengthEnd2 16	575.0
DetectionChannels SpiWavelengthEnd2 160	575.0
DetectionChannels SpiWavelengthEnd2 161	575.0
DetectionChannels SpiWavelengthEnd2 162	575.0
DetectionChannels SpiWavelengthEnd2 163	575.0
DetectionChannels SpiWavelengthEnd2 164	575.0
DetectionChannels SpiWavelengthEnd2 165	575.0
DetectionChannels SpiWavelengthEnd2 166	575.0
DetectionChannels SpiWavelengthEnd2 167	575.0
DetectionChannels SpiWavelengthEnd2 168	575.0
DetectionChannels SpiWavelengthEnd2 169	575.0
DetectionChannels SpiWavelengthEnd2 17	575.0
DetectionChannels SpiWavelengthEnd2 170	575.0
DetectionChannels SpiWavelengthEnd2 171	575.0
DetectionChannels SpiWavelengthEnd2 172	575.0
DetectionChannels SpiWavelengthEnd2 173	575.0
DetectionChannels SpiWavelengthEnd2 174	575.0
DetectionChannels SpiWavelengthEnd2 175	575.0
DetectionChannels SpiWavelengthEnd2 176	575.0
DetectionChannels SpiWavelengthEnd2 177	575.0
DetectionChannels SpiWavelengthEnd2 178	575.0
DetectionChannels SpiWavelengthEnd2 179	575.0
DetectionChannels SpiWavelengthEnd2 18	575.0
DetectionChannels SpiWavelengthEnd2 180	575.0
DetectionChannels SpiWavelengthEnd2 181	575.0
DetectionChannels SpiWavelengthEnd2 182	575.0
DetectionChannels SpiWavelengthEnd2 183	575.0
DetectionChannels SpiWavelengthEnd2 184	575.0
DetectionChannels SpiWavelengthEnd2 185	575.0
DetectionChannels SpiWavelengthEnd2 186	575.0
DetectionChannels SpiWavelengthEnd2 187	575.0
DetectionChannels SpiWavelengthEnd2 188	575.0
DetectionChannels SpiWavelengthEnd2 189	575.0
DetectionChannels SpiWavelengthEnd2 19	575.0
DetectionChannels SpiWavelengthEnd2 190	575.0
DetectionChannels SpiWavelengthEnd2 191	575.0
DetectionChannels SpiWavelengthEnd2 192	575.0
DetectionChannels SpiWavelengthEnd2 193	575.0
DetectionChannels SpiWavelengthEnd2 194	575.0
DetectionChannels SpiWavelengthEnd2 195	575.0
DetectionChannels SpiWavelengthEnd2 196	575.0
DetectionChannels SpiWavelengthEnd2 197	575.0
DetectionChannels SpiWavelengthEnd2 198	575.0
DetectionChannels SpiWavelengthEnd2 199	575.0
DetectionChannels SpiWavelengthEnd2 2	575.0
DetectionChannels SpiWavelengthEnd2 20	575.0
DetectionChannels SpiWavelengthEnd2 200	575.0
DetectionChannels SpiWavelengthEnd2 201	575.0
DetectionChannels SpiWavelengthEnd2 202	575.0
DetectionChannels SpiWavelengthEnd2 203	575.0
DetectionChannels SpiWavelengthEnd2 204	575.0
DetectionChannels SpiWavelengthEnd2 205	575.0
DetectionChannels SpiWavelengthEnd2 206	575.0
DetectionChannels SpiWavelengthEnd2 207	575.0
DetectionChannels SpiWavelengthEnd2 208	575.0
DetectionChannels SpiWavelengthEnd2 209	575.0
DetectionChannels SpiWavelengthEnd2 21	575.0
DetectionChannels SpiWavelengthEnd2 210	575.0
DetectionChannels SpiWavelengthEnd2 211	575.0
DetectionChannels SpiWavelengthEnd2 212	575.0
DetectionChannels SpiWavelengthEnd2 213	575.0
DetectionChannels SpiWavelengthEnd2 214	575.0
DetectionChannels SpiWavelengthEnd2 215	575.0
DetectionChannels SpiWavelengthEnd2 216	575.0
DetectionChannels SpiWavelengthEnd2 217	575.0
DetectionChannels SpiWavelengthEnd2 218	575.0
DetectionChannels SpiWavelengthEnd2 219	575.0
DetectionChannels SpiWavelengthEnd2 22	575.0
DetectionChannels SpiWavelengthEnd2 220	575.0
DetectionChannels SpiWavelengthEnd2 221	575.0
DetectionChannels SpiWavelengthEnd2 222	575.0
DetectionChannels SpiWavelengthEnd2 223	575.0
DetectionChannels SpiWavelengthEnd2 224	575.0
DetectionChannels SpiWavelengthEnd2 225	575.0
DetectionChannels SpiWavelengthEnd2 226	575.0
DetectionChannels SpiWavelengthEnd2 227	575.0
DetectionChannels SpiWavelengthEnd2 228	575.0
DetectionChannels SpiWavelengthEnd2 229	575.0
DetectionChannels SpiWavelengthEnd2 23	575.0
DetectionChannels SpiWavelengthEnd2 230	575.0
DetectionChannels SpiWavelengthEnd2 231	575.0
DetectionChannels SpiWavelengthEnd2 232	575.0
DetectionChannels SpiWavelengthEnd2 233	575.0
DetectionChannels SpiWavelengthEnd2 234	575.0
DetectionChannels SpiWavelengthEnd2 235	575.0
DetectionChannels SpiWavelengthEnd2 236	575.0
DetectionChannels SpiWavelengthEnd2 237	575.0
DetectionChannels SpiWavelengthEnd2 238	575.0
DetectionChannels SpiWavelengthEnd2 239	575.0
DetectionChannels SpiWavelengthEnd2 24	575.0
DetectionChannels SpiWavelengthEnd2 240	575.0
DetectionChannels SpiWavelengthEnd2 241	575.0
DetectionChannels SpiWavelengthEnd2 242	575.0
DetectionChannels SpiWavelengthEnd2 243	575.0
DetectionChannels SpiWavelengthEnd2 244	575.0
DetectionChannels SpiWavelengthEnd2 245	575.0
DetectionChannels SpiWavelengthEnd2 246	575.0
DetectionChannels SpiWavelengthEnd2 247	575.0
DetectionChannels SpiWavelengthEnd2 248	575.0
DetectionChannels SpiWavelengthEnd2 249	575.0
DetectionChannels SpiWavelengthEnd2 25	575.0
DetectionChannels SpiWavelengthEnd2 250	575.0
DetectionChannels SpiWavelengthEnd2 251	575.0
DetectionChannels SpiWavelengthEnd2 252	575.0
DetectionChannels SpiWavelengthEnd2 253	575.0
DetectionChannels SpiWavelengthEnd2 254	575.0
DetectionChannels SpiWavelengthEnd2 255	575.0
DetectionChannels SpiWavelengthEnd2 256	575.0
DetectionChannels SpiWavelengthEnd2 257	575.0
DetectionChannels SpiWavelengthEnd2 258	575.0
DetectionChannels SpiWavelengthEnd2 259	575.0
DetectionChannels SpiWavelengthEnd2 26	575.0
DetectionChannels SpiWavelengthEnd2 260	575.0
DetectionChannels SpiWavelengthEnd2 261	575.0
DetectionChannels SpiWavelengthEnd2 262	575.0
DetectionChannels SpiWavelengthEnd2 263	575.0
DetectionChannels SpiWavelengthEnd2 264	575.0
DetectionChannels SpiWavelengthEnd2 265	575.0
DetectionChannels SpiWavelengthEnd2 266	575.0
DetectionChannels SpiWavelengthEnd2 267	575.0
DetectionChannels SpiWavelengthEnd2 268	575.0
DetectionChannels SpiWavelengthEnd2 269	575.0
DetectionChannels SpiWavelengthEnd2 27	575.0
DetectionChannels SpiWavelengthEnd2 270	575.0
DetectionChannels SpiWavelengthEnd2 271	575.0
DetectionChannels SpiWavelengthEnd2 272	575.0
DetectionChannels SpiWavelengthEnd2 273	575.0
DetectionChannels SpiWavelengthEnd2 274	575.0
DetectionChannels SpiWavelengthEnd2 275	575.0
DetectionChannels SpiWavelengthEnd2 276	575.0
DetectionChannels SpiWavelengthEnd2 277	575.0
DetectionChannels SpiWavelengthEnd2 278	575.0
DetectionChannels SpiWavelengthEnd2 279	575.0
DetectionChannels SpiWavelengthEnd2 28	575.0
DetectionChannels SpiWavelengthEnd2 280	575.0
DetectionChannels SpiWavelengthEnd2 281	575.0
DetectionChannels SpiWavelengthEnd2 282	575.0
DetectionChannels SpiWavelengthEnd2 283	575.0
DetectionChannels SpiWavelengthEnd2 284	575.0
DetectionChannels SpiWavelengthEnd2 285	575.0
DetectionChannels SpiWavelengthEnd2 286	575.0
DetectionChannels SpiWavelengthEnd2 287	575.0
DetectionChannels SpiWavelengthEnd2 288	575.0
DetectionChannels SpiWavelengthEnd2 289	575.0
DetectionChannels SpiWavelengthEnd2 29	575.0
DetectionChannels SpiWavelengthEnd2 290	575.0
DetectionChannels SpiWavelengthEnd2 291	575.0
DetectionChannels SpiWavelengthEnd2 292	575.0
DetectionChannels SpiWavelengthEnd2 293	575.0
DetectionChannels SpiWavelengthEnd2 294	575.0
DetectionChannels SpiWavelengthEnd2 295	575.0
DetectionChannels SpiWavelengthEnd2 296	575.0
DetectionChannels SpiWavelengthEnd2 297	575.0
DetectionChannels SpiWavelengthEnd2 298	575.0
DetectionChannels SpiWavelengthEnd2 299	575.0
DetectionChannels SpiWavelengthEnd2 3	575.0
DetectionChannels SpiWavelengthEnd2 30	575.0
DetectionChannels SpiWavelengthEnd2 300	575.0
DetectionChannels SpiWavelengthEnd2 301	575.0
DetectionChannels SpiWavelengthEnd2 302	575.0
DetectionChannels SpiWavelengthEnd2 303	575.0
DetectionChannels SpiWavelengthEnd2 304	575.0
DetectionChannels SpiWavelengthEnd2 305	575.0
DetectionChannels SpiWavelengthEnd2 306	575.0
DetectionChannels SpiWavelengthEnd2 307	575.0
DetectionChannels SpiWavelengthEnd2 308	575.0
DetectionChannels SpiWavelengthEnd2 309	575.0
DetectionChannels SpiWavelengthEnd2 31	575.0
DetectionChannels SpiWavelengthEnd2 310	575.0
DetectionChannels SpiWavelengthEnd2 311	575.0
DetectionChannels SpiWavelengthEnd2 312	575.0
DetectionChannels SpiWavelengthEnd2 313	575.0
DetectionChannels SpiWavelengthEnd2 314	575.0
DetectionChannels SpiWavelengthEnd2 315	575.0
DetectionChannels SpiWavelengthEnd2 316	575.0
DetectionChannels SpiWavelengthEnd2 317	575.0
DetectionChannels SpiWavelengthEnd2 318	575.0
DetectionChannels SpiWavelengthEnd2 319	575.0
DetectionChannels SpiWavelengthEnd2 32	575.0
DetectionChannels SpiWavelengthEnd2 320	575.0
DetectionChannels SpiWavelengthEnd2 321	575.0
DetectionChannels SpiWavelengthEnd2 322	575.0
DetectionChannels SpiWavelengthEnd2 323	575.0
DetectionChannels SpiWavelengthEnd2 324	575.0
DetectionChannels SpiWavelengthEnd2 325	575.0
DetectionChannels SpiWavelengthEnd2 326	575.0
DetectionChannels SpiWavelengthEnd2 327	575.0
DetectionChannels SpiWavelengthEnd2 328	575.0
DetectionChannels SpiWavelengthEnd2 329	575.0
DetectionChannels SpiWavelengthEnd2 33	575.0
DetectionChannels SpiWavelengthEnd2 330	575.0
DetectionChannels SpiWavelengthEnd2 331	575.0
DetectionChannels SpiWavelengthEnd2 332	575.0
DetectionChannels SpiWavelengthEnd2 333	575.0
DetectionChannels SpiWavelengthEnd2 334	575.0
DetectionChannels SpiWavelengthEnd2 335	575.0
DetectionChannels SpiWavelengthEnd2 336	575.0
DetectionChannels SpiWavelengthEnd2 337	575.0
DetectionChannels SpiWavelengthEnd2 338	575.0
DetectionChannels SpiWavelengthEnd2 339	575.0
DetectionChannels SpiWavelengthEnd2 34	575.0
DetectionChannels SpiWavelengthEnd2 340	575.0
DetectionChannels SpiWavelengthEnd2 341	575.0
DetectionChannels SpiWavelengthEnd2 342	575.0
DetectionChannels SpiWavelengthEnd2 343	575.0
DetectionChannels SpiWavelengthEnd2 344	575.0
DetectionChannels SpiWavelengthEnd2 345	575.0
DetectionChannels SpiWavelengthEnd2 346	575.0
DetectionChannels SpiWavelengthEnd2 347	575.0
DetectionChannels SpiWavelengthEnd2 348	575.0
DetectionChannels SpiWavelengthEnd2 349	575.0
DetectionChannels SpiWavelengthEnd2 35	575.0
DetectionChannels SpiWavelengthEnd2 350	575.0
DetectionChannels SpiWavelengthEnd2 351	575.0
DetectionChannels SpiWavelengthEnd2 352	575.0
DetectionChannels SpiWavelengthEnd2 353	575.0
DetectionChannels SpiWavelengthEnd2 354	575.0
DetectionChannels SpiWavelengthEnd2 355	575.0
DetectionChannels SpiWavelengthEnd2 356	575.0
DetectionChannels SpiWavelengthEnd2 357	575.0
DetectionChannels SpiWavelengthEnd2 358	575.0
DetectionChannels SpiWavelengthEnd2 359	575.0
DetectionChannels SpiWavelengthEnd2 36	575.0
DetectionChannels SpiWavelengthEnd2 360	575.0
DetectionChannels SpiWavelengthEnd2 361	575.0
DetectionChannels SpiWavelengthEnd2 362	575.0
DetectionChannels SpiWavelengthEnd2 363	575.0
DetectionChannels SpiWavelengthEnd2 364	575.0
DetectionChannels SpiWavelengthEnd2 365	575.0
DetectionChannels SpiWavelengthEnd2 366	575.0
DetectionChannels SpiWavelengthEnd2 367	575.0
DetectionChannels SpiWavelengthEnd2 368	575.0
DetectionChannels SpiWavelengthEnd2 369	575.0
DetectionChannels SpiWavelengthEnd2 37	575.0
DetectionChannels SpiWavelengthEnd2 370	575.0
DetectionChannels SpiWavelengthEnd2 371	575.0
DetectionChannels SpiWavelengthEnd2 372	575.0
DetectionChannels SpiWavelengthEnd2 373	575.0
DetectionChannels SpiWavelengthEnd2 374	575.0
DetectionChannels SpiWavelengthEnd2 375	575.0
DetectionChannels SpiWavelengthEnd2 376	575.0
DetectionChannels SpiWavelengthEnd2 377	575.0
DetectionChannels SpiWavelengthEnd2 378	575.0
DetectionChannels SpiWavelengthEnd2 379	575.0
DetectionChannels SpiWavelengthEnd2 38	575.0
DetectionChannels SpiWavelengthEnd2 380	575.0
DetectionChannels SpiWavelengthEnd2 381	575.0
DetectionChannels SpiWavelengthEnd2 382	575.0
DetectionChannels SpiWavelengthEnd2 383	575.0
DetectionChannels SpiWavelengthEnd2 384	575.0
DetectionChannels SpiWavelengthEnd2 385	575.0
DetectionChannels SpiWavelengthEnd2 386	575.0
DetectionChannels SpiWavelengthEnd2 387	575.0
DetectionChannels SpiWavelengthEnd2 388	575.0
DetectionChannels SpiWavelengthEnd2 389	575.0
DetectionChannels SpiWavelengthEnd2 39	575.0
DetectionChannels SpiWavelengthEnd2 390	575.0
DetectionChannels SpiWavelengthEnd2 391	575.0
DetectionChannels SpiWavelengthEnd2 392	575.0
DetectionChannels SpiWavelengthEnd2 393	575.0
DetectionChannels SpiWavelengthEnd2 394	575.0
DetectionChannels SpiWavelengthEnd2 395	575.0
DetectionChannels SpiWavelengthEnd2 396	575.0
DetectionChannels SpiWavelengthEnd2 397	575.0
DetectionChannels SpiWavelengthEnd2 398	575.0
DetectionChannels SpiWavelengthEnd2 399	575.0
DetectionChannels SpiWavelengthEnd2 4	575.0
DetectionChannels SpiWavelengthEnd2 40	575.0
DetectionChannels SpiWavelengthEnd2 400	575.0
DetectionChannels SpiWavelengthEnd2 401	575.0
DetectionChannels SpiWavelengthEnd2 402	575.0
DetectionChannels SpiWavelengthEnd2 403	575.0
DetectionChannels SpiWavelengthEnd2 404	575.0
DetectionChannels SpiWavelengthEnd2 405	575.0
DetectionChannels SpiWavelengthEnd2 406	575.0
DetectionChannels SpiWavelengthEnd2 407	575.0
DetectionChannels SpiWavelengthEnd2 408	575.0
DetectionChannels SpiWavelengthEnd2 409	575.0
DetectionChannels SpiWavelengthEnd2 41	575.0
DetectionChannels SpiWavelengthEnd2 410	575.0
DetectionChannels SpiWavelengthEnd2 411	575.0
DetectionChannels SpiWavelengthEnd2 412	575.0
DetectionChannels SpiWavelengthEnd2 413	575.0
DetectionChannels SpiWavelengthEnd2 414	575.0
DetectionChannels SpiWavelengthEnd2 415	575.0
DetectionChannels SpiWavelengthEnd2 416	575.0
DetectionChannels SpiWavelengthEnd2 417	575.0
DetectionChannels SpiWavelengthEnd2 418	575.0
DetectionChannels SpiWavelengthEnd2 419	575.0
DetectionChannels SpiWavelengthEnd2 42	575.0
DetectionChannels SpiWavelengthEnd2 420	575.0
DetectionChannels SpiWavelengthEnd2 421	575.0
DetectionChannels SpiWavelengthEnd2 422	575.0
DetectionChannels SpiWavelengthEnd2 423	575.0
DetectionChannels SpiWavelengthEnd2 424	575.0
DetectionChannels SpiWavelengthEnd2 425	575.0
DetectionChannels SpiWavelengthEnd2 426	575.0
DetectionChannels SpiWavelengthEnd2 427	575.0
DetectionChannels SpiWavelengthEnd2 428	575.0
DetectionChannels SpiWavelengthEnd2 429	575.0
DetectionChannels SpiWavelengthEnd2 43	575.0
DetectionChannels SpiWavelengthEnd2 430	575.0
DetectionChannels SpiWavelengthEnd2 431	575.0
DetectionChannels SpiWavelengthEnd2 432	575.0
DetectionChannels SpiWavelengthEnd2 44	575.0
DetectionChannels SpiWavelengthEnd2 45	575.0
DetectionChannels SpiWavelengthEnd2 46	575.0
DetectionChannels SpiWavelengthEnd2 47	575.0
DetectionChannels SpiWavelengthEnd2 48	575.0
DetectionChannels SpiWavelengthEnd2 49	575.0
DetectionChannels SpiWavelengthEnd2 5	575.0
DetectionChannels SpiWavelengthEnd2 50	575.0
DetectionChannels SpiWavelengthEnd2 51	575.0
DetectionChannels SpiWavelengthEnd2 52	575.0
DetectionChannels SpiWavelengthEnd2 53	575.0
DetectionChannels SpiWavelengthEnd2 54	575.0
DetectionChannels SpiWavelengthEnd2 55	575.0
DetectionChannels SpiWavelengthEnd2 56	575.0
DetectionChannels SpiWavelengthEnd2 57	575.0
DetectionChannels SpiWavelengthEnd2 58	575.0
DetectionChannels SpiWavelengthEnd2 59	575.0
DetectionChannels SpiWavelengthEnd2 6	575.0
DetectionChannels SpiWavelengthEnd2 60	575.0
DetectionChannels SpiWavelengthEnd2 61	575.0
DetectionChannels SpiWavelengthEnd2 62	575.0
DetectionChannels SpiWavelengthEnd2 63	575.0
DetectionChannels SpiWavelengthEnd2 64	575.0
DetectionChannels SpiWavelengthEnd2 65	575.0
DetectionChannels SpiWavelengthEnd2 66	575.0
DetectionChannels SpiWavelengthEnd2 67	575.0
DetectionChannels SpiWavelengthEnd2 68	575.0
DetectionChannels SpiWavelengthEnd2 69	575.0
DetectionChannels SpiWavelengthEnd2 7	575.0
DetectionChannels SpiWavelengthEnd2 70	575.0
DetectionChannels SpiWavelengthEnd2 71	575.0
DetectionChannels SpiWavelengthEnd2 72	575.0
DetectionChannels SpiWavelengthEnd2 73	575.0
DetectionChannels SpiWavelengthEnd2 74	575.0
DetectionChannels SpiWavelengthEnd2 75	575.0
DetectionChannels SpiWavelengthEnd2 76	575.0
DetectionChannels SpiWavelengthEnd2 77	575.0
DetectionChannels SpiWavelengthEnd2 78	575.0
DetectionChannels SpiWavelengthEnd2 79	575.0
DetectionChannels SpiWavelengthEnd2 8	575.0
DetectionChannels SpiWavelengthEnd2 80	575.0
DetectionChannels SpiWavelengthEnd2 81	575.0
DetectionChannels SpiWavelengthEnd2 82	575.0
DetectionChannels SpiWavelengthEnd2 83	575.0
DetectionChannels SpiWavelengthEnd2 84	575.0
DetectionChannels SpiWavelengthEnd2 85	575.0
DetectionChannels SpiWavelengthEnd2 86	575.0
DetectionChannels SpiWavelengthEnd2 87	575.0
DetectionChannels SpiWavelengthEnd2 88	575.0
DetectionChannels SpiWavelengthEnd2 89	575.0
DetectionChannels SpiWavelengthEnd2 9	575.0
DetectionChannels SpiWavelengthEnd2 90	575.0
DetectionChannels SpiWavelengthEnd2 91	575.0
DetectionChannels SpiWavelengthEnd2 92	575.0
DetectionChannels SpiWavelengthEnd2 93	575.0
DetectionChannels SpiWavelengthEnd2 94	575.0
DetectionChannels SpiWavelengthEnd2 95	575.0
DetectionChannels SpiWavelengthEnd2 96	575.0
DetectionChannels SpiWavelengthEnd2 97	575.0
DetectionChannels SpiWavelengthEnd2 98	575.0
DetectionChannels SpiWavelengthEnd2 99	575.0
DetectionChannels SpiWavelengthStart1 1	614.63
DetectionChannels SpiWavelengthStart1 10	415.0
DetectionChannels SpiWavelengthStart1 100	411.33
DetectionChannels SpiWavelengthStart1 101	411.33
DetectionChannels SpiWavelengthStart1 102	411.33
DetectionChannels SpiWavelengthStart1 103	411.33
DetectionChannels SpiWavelengthStart1 104	415.0
DetectionChannels SpiWavelengthStart1 105	415.0
DetectionChannels SpiWavelengthStart1 106	415.0
DetectionChannels SpiWavelengthStart1 107	411.33
DetectionChannels SpiWavelengthStart1 108	411.33
DetectionChannels SpiWavelengthStart1 109	411.33
DetectionChannels SpiWavelengthStart1 11	415.0
DetectionChannels SpiWavelengthStart1 110	411.33
DetectionChannels SpiWavelengthStart1 111	411.33
DetectionChannels SpiWavelengthStart1 112	411.33
DetectionChannels SpiWavelengthStart1 113	411.33
DetectionChannels SpiWavelengthStart1 114	411.33
DetectionChannels SpiWavelengthStart1 115	411.33
DetectionChannels SpiWavelengthStart1 116	411.33
DetectionChannels SpiWavelengthStart1 117	411.33
DetectionChannels SpiWavelengthStart1 118	415.0
DetectionChannels SpiWavelengthStart1 119	415.0
DetectionChannels SpiWavelengthStart1 12	415.0
DetectionChannels SpiWavelengthStart1 120	415.0
DetectionChannels SpiWavelengthStart1 121	411.33
DetectionChannels SpiWavelengthStart1 122	411.33
DetectionChannels SpiWavelengthStart1 123	411.33
DetectionChannels SpiWavelengthStart1 124	411.33
DetectionChannels SpiWavelengthStart1 125	411.33
DetectionChannels SpiWavelengthStart1 126	411.33
DetectionChannels SpiWavelengthStart1 127	411.33
DetectionChannels SpiWavelengthStart1 128	411.33
DetectionChannels SpiWavelengthStart1 129	411.33
DetectionChannels SpiWavelengthStart1 13	411.33
DetectionChannels SpiWavelengthStart1 130	415.0
DetectionChannels SpiWavelengthStart1 131	415.0
DetectionChannels SpiWavelengthStart1 132	415.0
DetectionChannels SpiWavelengthStart1 133	411.33
DetectionChannels SpiWavelengthStart1 134	411.33
DetectionChannels SpiWavelengthStart1 135	411.33
DetectionChannels SpiWavelengthStart1 136	411.33
DetectionChannels SpiWavelengthStart1 137	411.33
DetectionChannels SpiWavelengthStart1 138	411.33
DetectionChannels SpiWavelengthStart1 139	411.33
DetectionChannels SpiWavelengthStart1 14	411.33
DetectionChannels SpiWavelengthStart1 140	411.33
DetectionChannels SpiWavelengthStart1 141	411.33
DetectionChannels SpiWavelengthStart1 142	415.0
DetectionChannels SpiWavelengthStart1 143	415.0
DetectionChannels SpiWavelengthStart1 144	415.0
DetectionChannels SpiWavelengthStart1 145	614.63
DetectionChannels SpiWavelengthStart1 146	411.33
DetectionChannels SpiWavelengthStart1 147	411.33
DetectionChannels SpiWavelengthStart1 148	411.33
DetectionChannels SpiWavelengthStart1 149	411.33
DetectionChannels SpiWavelengthStart1 15	411.33
DetectionChannels SpiWavelengthStart1 150	411.33
DetectionChannels SpiWavelengthStart1 151	411.33
DetectionChannels SpiWavelengthStart1 152	411.33
DetectionChannels SpiWavelengthStart1 153	411.33
DetectionChannels SpiWavelengthStart1 154	415.0
DetectionChannels SpiWavelengthStart1 155	415.0
DetectionChannels SpiWavelengthStart1 156	415.0
DetectionChannels SpiWavelengthStart1 157	411.33
DetectionChannels SpiWavelengthStart1 158	411.33
DetectionChannels SpiWavelengthStart1 159	411.33
DetectionChannels SpiWavelengthStart1 16	411.33
DetectionChannels SpiWavelengthStart1 160	411.33
DetectionChannels SpiWavelengthStart1 161	411.33
DetectionChannels SpiWavelengthStart1 162	411.33
DetectionChannels SpiWavelengthStart1 163	411.33
DetectionChannels SpiWavelengthStart1 164	411.33
DetectionChannels SpiWavelengthStart1 165	411.33
DetectionChannels SpiWavelengthStart1 166	415.0
DetectionChannels SpiWavelengthStart1 167	415.0
DetectionChannels SpiWavelengthStart1 168	415.0
DetectionChannels SpiWavelengthStart1 169	411.33
DetectionChannels SpiWavelengthStart1 17	411.33
DetectionChannels SpiWavelengthStart1 170	411.33
DetectionChannels SpiWavelengthStart1 171	411.33
DetectionChannels SpiWavelengthStart1 172	411.33
DetectionChannels SpiWavelengthStart1 173	411.33
DetectionChannels SpiWavelengthStart1 174	411.33
DetectionChannels SpiWavelengthStart1 175	411.33
DetectionChannels SpiWavelengthStart1 176	411.33
DetectionChannels SpiWavelengthStart1 177	411.33
DetectionChannels SpiWavelengthStart1 178	415.0
DetectionChannels SpiWavelengthStart1 179	415.0
DetectionChannels SpiWavelengthStart1 18	411.33
DetectionChannels SpiWavelengthStart1 180	415.0
DetectionChannels SpiWavelengthStart1 181	614.63
DetectionChannels SpiWavelengthStart1 182	411.33
DetectionChannels SpiWavelengthStart1 183	411.33
DetectionChannels SpiWavelengthStart1 184	411.33
DetectionChannels SpiWavelengthStart1 185	411.33
DetectionChannels SpiWavelengthStart1 186	411.33
DetectionChannels SpiWavelengthStart1 187	411.33
DetectionChannels SpiWavelengthStart1 188	411.33
DetectionChannels SpiWavelengthStart1 189	411.33
DetectionChannels SpiWavelengthStart1 19	411.33
DetectionChannels SpiWavelengthStart1 190	415.0
DetectionChannels SpiWavelengthStart1 191	415.0
DetectionChannels SpiWavelengthStart1 192	415.0
DetectionChannels SpiWavelengthStart1 193	411.33
DetectionChannels SpiWavelengthStart1 194	411.33
DetectionChannels SpiWavelengthStart1 195	411.33
DetectionChannels SpiWavelengthStart1 196	411.33
DetectionChannels SpiWavelengthStart1 197	411.33
DetectionChannels SpiWavelengthStart1 198	411.33
DetectionChannels SpiWavelengthStart1 199	411.33
DetectionChannels SpiWavelengthStart1 2	411.33
DetectionChannels SpiWavelengthStart1 20	411.33
DetectionChannels SpiWavelengthStart1 200	411.33
DetectionChannels SpiWavelengthStart1 201	411.33
DetectionChannels SpiWavelengthStart1 202	411.33
DetectionChannels SpiWavelengthStart1 203	411.33
DetectionChannels SpiWavelengthStart1 204	415.0
DetectionChannels SpiWavelengthStart1 205	415.0
DetectionChannels SpiWavelengthStart1 206	415.0
DetectionChannels SpiWavelengthStart1 207	614.63
DetectionChannels SpiWavelengthStart1 208	411.33
DetectionChannels SpiWavelengthStart1 209	411.33
DetectionChannels SpiWavelengthStart1 21	411.33
DetectionChannels SpiWavelengthStart1 210	411.33
DetectionChannels SpiWavelengthStart1 211	411.33
DetectionChannels SpiWavelengthStart1 212	415.0
DetectionChannels SpiWavelengthStart1 213	415.0
DetectionChannels SpiWavelengthStart1 214	415.0
DetectionChannels SpiWavelengthStart1 215	411.33
DetectionChannels SpiWavelengthStart1 216	411.33
DetectionChannels SpiWavelengthStart1 217	411.33
DetectionChannels SpiWavelengthStart1 218	411.33
DetectionChannels SpiWavelengthStart1 219	411.33
DetectionChannels SpiWavelengthStart1 22	415.0
DetectionChannels SpiWavelengthStart1 220	411.33
DetectionChannels SpiWavelengthStart1 221	411.33
DetectionChannels SpiWavelengthStart1 222	411.33
DetectionChannels SpiWavelengthStart1 223	411.33
DetectionChannels SpiWavelengthStart1 224	411.33
DetectionChannels SpiWavelengthStart1 225	411.33
DetectionChannels SpiWavelengthStart1 226	415.0
DetectionChannels SpiWavelengthStart1 227	415.0
DetectionChannels SpiWavelengthStart1 228	415.0
DetectionChannels SpiWavelengthStart1 229	411.33
DetectionChannels SpiWavelengthStart1 23	415.0
DetectionChannels SpiWavelengthStart1 230	411.33
DetectionChannels SpiWavelengthStart1 231	411.33
DetectionChannels SpiWavelengthStart1 232	411.33
DetectionChannels SpiWavelengthStart1 233	411.33
DetectionChannels SpiWavelengthStart1 234	411.33
DetectionChannels SpiWavelengthStart1 235	411.33
DetectionChannels SpiWavelengthStart1 236	411.33
DetectionChannels SpiWavelengthStart1 237	411.33
DetectionChannels SpiWavelengthStart1 238	415.0
DetectionChannels SpiWavelengthStart1 239	415.0
DetectionChannels SpiWavelengthStart1 24	415.0
DetectionChannels SpiWavelengthStart1 240	415.0
DetectionChannels SpiWavelengthStart1 241	411.33
DetectionChannels SpiWavelengthStart1 242	411.33
DetectionChannels SpiWavelengthStart1 243	411.33
DetectionChannels SpiWavelengthStart1 244	411.33
DetectionChannels SpiWavelengthStart1 245	411.33
DetectionChannels SpiWavelengthStart1 246	411.33
DetectionChannels SpiWavelengthStart1 247	411.33
DetectionChannels SpiWavelengthStart1 248	411.33
DetectionChannels SpiWavelengthStart1 249	411.33
DetectionChannels SpiWavelengthStart1 25	411.33
DetectionChannels SpiWavelengthStart1 250	415.0
DetectionChannels SpiWavelengthStart1 251	415.0
DetectionChannels SpiWavelengthStart1 252	415.0
DetectionChannels SpiWavelengthStart1 253	614.63
DetectionChannels SpiWavelengthStart1 254	411.33
DetectionChannels SpiWavelengthStart1 255	411.33
DetectionChannels SpiWavelengthStart1 256	411.33
DetectionChannels SpiWavelengthStart1 257	411.33
DetectionChannels SpiWavelengthStart1 258	411.33
DetectionChannels SpiWavelengthStart1 259	411.33
DetectionChannels SpiWavelengthStart1 26	411.33
DetectionChannels SpiWavelengthStart1 260	411.33
DetectionChannels SpiWavelengthStart1 261	411.33
DetectionChannels SpiWavelengthStart1 262	415.0
DetectionChannels SpiWavelengthStart1 263	415.0
DetectionChannels SpiWavelengthStart1 264	415.0
DetectionChannels SpiWavelengthStart1 265	411.33
DetectionChannels SpiWavelengthStart1 266	411.33
DetectionChannels SpiWavelengthStart1 267	411.33
DetectionChannels SpiWavelengthStart1 268	411.33
DetectionChannels SpiWavelengthStart1 269	411.33
DetectionChannels SpiWavelengthStart1 27	411.33
DetectionChannels SpiWavelengthStart1 270	411.33
DetectionChannels SpiWavelengthStart1 271	411.33
DetectionChannels SpiWavelengthStart1 272	411.33
DetectionChannels SpiWavelengthStart1 273	411.33
DetectionChannels SpiWavelengthStart1 274	415.0
DetectionChannels SpiWavelengthStart1 275	415.0
DetectionChannels SpiWavelengthStart1 276	415.0
DetectionChannels SpiWavelengthStart1 277	411.33
DetectionChannels SpiWavelengthStart1 278	411.33
DetectionChannels SpiWavelengthStart1 279	411.33
DetectionChannels SpiWavelengthStart1 28	411.33
DetectionChannels SpiWavelengthStart1 280	411.33
DetectionChannels SpiWavelengthStart1 281	411.33
DetectionChannels SpiWavelengthStart1 282	411.33
DetectionChannels SpiWavelengthStart1 283	411.33
DetectionChannels SpiWavelengthStart1 284	411.33
DetectionChannels SpiWavelengthStart1 285	411.33
DetectionChannels SpiWavelengthStart1 286	415.0
DetectionChannels SpiWavelengthStart1 287	415.0
DetectionChannels SpiWavelengthStart1 288	415.0
DetectionChannels SpiWavelengthStart1 289	614.63
DetectionChannels SpiWavelengthStart1 29	411.33
DetectionChannels SpiWavelengthStart1 290	411.33
DetectionChannels SpiWavelengthStart1 291	411.33
DetectionChannels SpiWavelengthStart1 292	411.33
DetectionChannels SpiWavelengthStart1 293	411.33
DetectionChannels SpiWavelengthStart1 294	411.33
DetectionChannels SpiWavelengthStart1 295	411.33
DetectionChannels SpiWavelengthStart1 296	411.33
DetectionChannels SpiWavelengthStart1 297	411.33
DetectionChannels SpiWavelengthStart1 298	415.0
DetectionChannels SpiWavelengthStart1 299	415.0
DetectionChannels SpiWavelengthStart1 3	411.33
DetectionChannels SpiWavelengthStart1 30	411.33
DetectionChannels SpiWavelengthStart1 300	415.0
DetectionChannels SpiWavelengthStart1 301	411.33
DetectionChannels SpiWavelengthStart1 302	411.33
DetectionChannels SpiWavelengthStart1 303	411.33
DetectionChannels SpiWavelengthStart1 304	411.33
DetectionChannels SpiWavelengthStart1 305	411.33
DetectionChannels SpiWavelengthStart1 306	411.33
DetectionChannels SpiWavelengthStart1 307	411.33
DetectionChannels SpiWavelengthStart1 308	411.33
DetectionChannels SpiWavelengthStart1 309	411.33
DetectionChannels SpiWavelengthStart1 31	411.33
DetectionChannels SpiWavelengthStart1 310	415.0
DetectionChannels SpiWavelengthStart1 311	415.0
DetectionChannels SpiWavelengthStart1 312	415.0
DetectionChannels SpiWavelengthStart1 313	411.33
DetectionChannels SpiWavelengthStart1 314	411.33
DetectionChannels SpiWavelengthStart1 315	411.33
DetectionChannels SpiWavelengthStart1 316	411.33
DetectionChannels SpiWavelengthStart1 317	411.33
DetectionChannels SpiWavelengthStart1 318	411.33
DetectionChannels SpiWavelengthStart1 319	411.33
DetectionChannels SpiWavelengthStart1 32	411.33
DetectionChannels SpiWavelengthStart1 320	411.33
DetectionChannels SpiWavelengthStart1 321	411.33
DetectionChannels SpiWavelengthStart1 322	415.0
DetectionChannels SpiWavelengthStart1 323	415.0
DetectionChannels SpiWavelengthStart1 324	415.0
DetectionChannels SpiWavelengthStart1 325	614.63
DetectionChannels SpiWavelengthStart1 326	411.33
DetectionChannels SpiWavelengthStart1 327	411.33
DetectionChannels SpiWavelengthStart1 328	411.33
DetectionChannels SpiWavelengthStart1 329	411.33
DetectionChannels SpiWavelengthStart1 33	411.33
DetectionChannels SpiWavelengthStart1 330	411.33
DetectionChannels SpiWavelengthStart1 331	411.33
DetectionChannels SpiWavelengthStart1 332	411.33
DetectionChannels SpiWavelengthStart1 333	411.33
DetectionChannels SpiWavelengthStart1 334	415.0
DetectionChannels SpiWavelengthStart1 335	415.0
DetectionChannels SpiWavelengthStart1 336	415.0
DetectionChannels SpiWavelengthStart1 337	411.33
DetectionChannels SpiWavelengthStart1 338	411.33
DetectionChannels SpiWavelengthStart1 339	411.33
DetectionChannels SpiWavelengthStart1 34	415.0
DetectionChannels SpiWavelengthStart1 340	411.33
DetectionChannels SpiWavelengthStart1 341	411.33
DetectionChannels SpiWavelengthStart1 342	411.33
DetectionChannels SpiWavelengthStart1 343	411.33
DetectionChannels SpiWavelengthStart1 344	411.33
DetectionChannels SpiWavelengthStart1 345	411.33
DetectionChannels SpiWavelengthStart1 346	411.33
DetectionChannels SpiWavelengthStart1 347	411.33
DetectionChannels SpiWavelengthStart1 348	415.0
DetectionChannels SpiWavelengthStart1 349	415.0
DetectionChannels SpiWavelengthStart1 35	415.0
DetectionChannels SpiWavelengthStart1 350	415.0
DetectionChannels SpiWavelengthStart1 351	411.33
DetectionChannels SpiWavelengthStart1 352	411.33
DetectionChannels SpiWavelengthStart1 353	411.33
DetectionChannels SpiWavelengthStart1 354	411.33
DetectionChannels SpiWavelengthStart1 355	411.33
DetectionChannels SpiWavelengthStart1 356	415.0
DetectionChannels SpiWavelengthStart1 357	415.0
DetectionChannels SpiWavelengthStart1 358	415.0
DetectionChannels SpiWavelengthStart1 359	411.33
DetectionChannels SpiWavelengthStart1 36	415.0
DetectionChannels SpiWavelengthStart1 360	411.33
DetectionChannels SpiWavelengthStart1 361	614.63
DetectionChannels SpiWavelengthStart1 362	411.33
DetectionChannels SpiWavelengthStart1 363	411.33
DetectionChannels SpiWavelengthStart1 364	411.33
DetectionChannels SpiWavelengthStart1 365	411.33
DetectionChannels SpiWavelengthStart1 366	411.33
DetectionChannels SpiWavelengthStart1 367	411.33
DetectionChannels SpiWavelengthStart1 368	411.33
DetectionChannels SpiWavelengthStart1 369	411.33
DetectionChannels SpiWavelengthStart1 37	614.63
DetectionChannels SpiWavelengthStart1 370	415.0
DetectionChannels SpiWavelengthStart1 371	415.0
DetectionChannels SpiWavelengthStart1 372	415.0
DetectionChannels SpiWavelengthStart1 373	411.33
DetectionChannels SpiWavelengthStart1 374	411.33
DetectionChannels SpiWavelengthStart1 375	411.33
DetectionChannels SpiWavelengthStart1 376	411.33
DetectionChannels SpiWavelengthStart1 377	411.33
DetectionChannels SpiWavelengthStart1 378	411.33
DetectionChannels SpiWavelengthStart1 379	411.33
DetectionChannels SpiWavelengthStart1 38	411.33
DetectionChannels SpiWavelengthStart1 380	411.33
DetectionChannels SpiWavelengthStart1 381	411.33
DetectionChannels SpiWavelengthStart1 382	415.0
DetectionChannels SpiWavelengthStart1 383	415.0
DetectionChannels SpiWavelengthStart1 384	415.0
DetectionChannels SpiWavelengthStart1 385	411.33
DetectionChannels SpiWavelengthStart1 386	411.33
DetectionChannels SpiWavelengthStart1 387	411.33
DetectionChannels SpiWavelengthStart1 388	411.33
DetectionChannels SpiWavelengthStart1 389	411.33
DetectionChannels SpiWavelengthStart1 39	411.33
DetectionChannels SpiWavelengthStart1 390	411.33
DetectionChannels SpiWavelengthStart1 391	411.33
DetectionChannels SpiWavelengthStart1 392	411.33
DetectionChannels SpiWavelengthStart1 393	411.33
DetectionChannels SpiWavelengthStart1 394	411.33
DetectionChannels SpiWavelengthStart1 395	411.33
DetectionChannels SpiWavelengthStart1 396	415.0
DetectionChannels SpiWavelengthStart1 397	415.0
DetectionChannels SpiWavelengthStart1 398	415.0
DetectionChannels SpiWavelengthStart1 399	411.33
DetectionChannels SpiWavelengthStart1 4	411.33
DetectionChannels SpiWavelengthStart1 40	411.33
DetectionChannels SpiWavelengthStart1 400	411.33
DetectionChannels SpiWavelengthStart1 401	411.33
DetectionChannels SpiWavelengthStart1 402	411.33
DetectionChannels SpiWavelengthStart1 403	411.33
DetectionChannels SpiWavelengthStart1 404	411.33
DetectionChannels SpiWavelengthStart1 405	411.33
DetectionChannels SpiWavelengthStart1 406	411.33
DetectionChannels SpiWavelengthStart1 407	411.33
DetectionChannels SpiWavelengthStart1 408	415.0
DetectionChannels SpiWavelengthStart1 409	415.0
DetectionChannels SpiWavelengthStart1 41	411.33
DetectionChannels SpiWavelengthStart1 410	415.0
DetectionChannels SpiWavelengthStart1 411	411.33
DetectionChannels SpiWavelengthStart1 412	411.33
DetectionChannels SpiWavelengthStart1 413	411.33
DetectionChannels SpiWavelengthStart1 414	411.33
DetectionChannels SpiWavelengthStart1 415	411.33
DetectionChannels SpiWavelengthStart1 416	411.33
DetectionChannels SpiWavelengthStart1 417	411.33
DetectionChannels SpiWavelengthStart1 418	411.33
DetectionChannels SpiWavelengthStart1 419	411.33
DetectionChannels SpiWavelengthStart1 42	411.33
DetectionChannels SpiWavelengthStart1 420	415.0
DetectionChannels SpiWavelengthStart1 421	415.0
DetectionChannels SpiWavelengthStart1 422	415.0
DetectionChannels SpiWavelengthStart1 423	411.33
DetectionChannels SpiWavelengthStart1 424	411.33
DetectionChannels SpiWavelengthStart1 425	411.33
DetectionChannels SpiWavelengthStart1 426	415.0
DetectionChannels SpiWavelengthStart1 427	415.0
DetectionChannels SpiWavelengthStart1 428	415.0
DetectionChannels SpiWavelengthStart1 429	614.63
DetectionChannels SpiWavelengthStart1 43	411.33
DetectionChannels SpiWavelengthStart1 430	411.33
DetectionChannels SpiWavelengthStart1 431	411.33
DetectionChannels SpiWavelengthStart1 432	411.33
DetectionChannels SpiWavelengthStart1 44	411.33
DetectionChannels SpiWavelengthStart1 45	411.33
DetectionChannels SpiWavelengthStart1 46	415.0
DetectionChannels SpiWavelengthStart1 47	415.0
DetectionChannels SpiWavelengthStart1 48	415.0
DetectionChannels SpiWavelengthStart1 49	411.33
DetectionChannels SpiWavelengthStart1 5	411.33
DetectionChannels SpiWavelengthStart1 50	411.33
DetectionChannels SpiWavelengthStart1 51	411.33
DetectionChannels SpiWavelengthStart1 52	411.33
DetectionChannels SpiWavelengthStart1 53	411.33
DetectionChannels SpiWavelengthStart1 54	411.33
DetectionChannels SpiWavelengthStart1 55	411.33
DetectionChannels SpiWavelengthStart1 56	411.33
DetectionChannels SpiWavelengthStart1 57	411.33
DetectionChannels SpiWavelengthStart1 58	415.0
DetectionChannels SpiWavelengthStart1 59	415.0
DetectionChannels SpiWavelengthStart1 6	411.33
DetectionChannels SpiWavelengthStart1 60	415.0
DetectionChannels SpiWavelengthStart1 61	411.33
DetectionChannels SpiWavelengthStart1 62	411.33
DetectionChannels SpiWavelengthStart1 63	411.33
DetectionChannels SpiWavelengthStart1 64	411.33
DetectionChannels SpiWavelengthStart1 65	411.33
DetectionChannels SpiWavelengthStart1 66	411.33
DetectionChannels SpiWavelengthStart1 67	411.33
DetectionChannels SpiWavelengthStart1 68	411.33
DetectionChannels SpiWavelengthStart1 69	411.33
DetectionChannels SpiWavelengthStart1 7	411.33
DetectionChannels SpiWavelengthStart1 70	415.0
DetectionChannels SpiWavelengthStart1 71	415.0
DetectionChannels SpiWavelengthStart1 72	415.0
DetectionChannels SpiWavelengthStart1 73	614.63
DetectionChannels SpiWavelengthStart1 74	411.33
DetectionChannels SpiWavelengthStart1 75	411.33
DetectionChannels SpiWavelengthStart1 76	411.33
DetectionChannels SpiWavelengthStart1 77	411.33
DetectionChannels SpiWavelengthStart1 78	411.33
DetectionChannels SpiWavelengthStart1 79	411.33
DetectionChannels SpiWavelengthStart1 8	411.33
DetectionChannels SpiWavelengthStart1 80	411.33
DetectionChannels SpiWavelengthStart1 81	411.33
DetectionChannels SpiWavelengthStart1 82	415.0
DetectionChannels SpiWavelengthStart1 83	415.0
DetectionChannels SpiWavelengthStart1 84	415.0
DetectionChannels SpiWavelengthStart1 85	411.33
DetectionChannels SpiWavelengthStart1 86	411.33
DetectionChannels SpiWavelengthStart1 87	411.33
DetectionChannels SpiWavelengthStart1 88	411.33
DetectionChannels SpiWavelengthStart1 89	411.33
DetectionChannels SpiWavelengthStart1 9	411.33
DetectionChannels SpiWavelengthStart1 90	411.33
DetectionChannels SpiWavelengthStart1 91	411.33
DetectionChannels SpiWavelengthStart1 92	411.33
DetectionChannels SpiWavelengthStart1 93	411.33
DetectionChannels SpiWavelengthStart1 94	411.33
DetectionChannels SpiWavelengthStart1 95	411.33
DetectionChannels SpiWavelengthStart1 96	415.0
DetectionChannels SpiWavelengthStart1 97	415.0
DetectionChannels SpiWavelengthStart1 98	415.0
DetectionChannels SpiWavelengthStart1 99	614.63
DetectionChannels SpiWavelengthStart2 1	575.0
DetectionChannels SpiWavelengthStart2 10	575.0
DetectionChannels SpiWavelengthStart2 100	575.0
DetectionChannels SpiWavelengthStart2 101	575.0
DetectionChannels SpiWavelengthStart2 102	575.0
DetectionChannels SpiWavelengthStart2 103	575.0
DetectionChannels SpiWavelengthStart2 104	575.0
DetectionChannels SpiWavelengthStart2 105	575.0
DetectionChannels SpiWavelengthStart2 106	575.0
DetectionChannels SpiWavelengthStart2 107	575.0
DetectionChannels SpiWavelengthStart2 108	575.0
DetectionChannels SpiWavelengthStart2 109	575.0
DetectionChannels SpiWavelengthStart2 11	575.0
DetectionChannels SpiWavelengthStart2 110	575.0
DetectionChannels SpiWavelengthStart2 111	575.0
DetectionChannels SpiWavelengthStart2 112	575.0
DetectionChannels SpiWavelengthStart2 113	575.0
DetectionChannels SpiWavelengthStart2 114	575.0
DetectionChannels SpiWavelengthStart2 115	575.0
DetectionChannels SpiWavelengthStart2 116	575.0
DetectionChannels SpiWavelengthStart2 117	575.0
DetectionChannels SpiWavelengthStart2 118	575.0
DetectionChannels SpiWavelengthStart2 119	575.0
DetectionChannels SpiWavelengthStart2 12	575.0
DetectionChannels SpiWavelengthStart2 120	575.0
DetectionChannels SpiWavelengthStart2 121	575.0
DetectionChannels SpiWavelengthStart2 122	575.0
DetectionChannels SpiWavelengthStart2 123	575.0
DetectionChannels SpiWavelengthStart2 124	575.0
DetectionChannels SpiWavelengthStart2 125	575.0
DetectionChannels SpiWavelengthStart2 126	575.0
DetectionChannels SpiWavelengthStart2 127	575.0
DetectionChannels SpiWavelengthStart2 128	575.0
DetectionChannels SpiWavelengthStart2 129	575.0
DetectionChannels SpiWavelengthStart2 13	575.0
DetectionChannels SpiWavelengthStart2 130	575.0
DetectionChannels SpiWavelengthStart2 131	575.0
DetectionChannels SpiWavelengthStart2 132	575.0
DetectionChannels SpiWavelengthStart2 133	575.0
DetectionChannels SpiWavelengthStart2 134	575.0
DetectionChannels SpiWavelengthStart2 135	575.0
DetectionChannels SpiWavelengthStart2 136	575.0
DetectionChannels SpiWavelengthStart2 137	575.0
DetectionChannels SpiWavelengthStart2 138	575.0
DetectionChannels SpiWavelengthStart2 139	575.0
DetectionChannels SpiWavelengthStart2 14	575.0
DetectionChannels SpiWavelengthStart2 140	575.0
DetectionChannels SpiWavelengthStart2 141	575.0
DetectionChannels SpiWavelengthStart2 142	575.0
DetectionChannels SpiWavelengthStart2 143	575.0
DetectionChannels SpiWavelengthStart2 144	575.0
DetectionChannels SpiWavelengthStart2 145	575.0
DetectionChannels SpiWavelengthStart2 146	575.0
DetectionChannels SpiWavelengthStart2 147	575.0
DetectionChannels SpiWavelengthStart2 148	575.0
DetectionChannels SpiWavelengthStart2 149	575.0
DetectionChannels SpiWavelengthStart2 15	575.0
DetectionChannels SpiWavelengthStart2 150	575.0
DetectionChannels SpiWavelengthStart2 151	575.0
DetectionChannels SpiWavelengthStart2 152	575.0
DetectionChannels SpiWavelengthStart2 153	575.0
DetectionChannels SpiWavelengthStart2 154	575.0
DetectionChannels SpiWavelengthStart2 155	575.0
DetectionChannels SpiWavelengthStart2 156	575.0
DetectionChannels SpiWavelengthStart2 157	575.0
DetectionChannels SpiWavelengthStart2 158	575.0
DetectionChannels SpiWavelengthStart2 159	575.0
DetectionChannels SpiWavelengthStart2 16	575.0
DetectionChannels SpiWavelengthStart2 160	575.0
DetectionChannels SpiWavelengthStart2 161	575.0
DetectionChannels SpiWavelengthStart2 162	575.0
DetectionChannels SpiWavelengthStart2 163	575.0
DetectionChannels SpiWavelengthStart2 164	575.0
DetectionChannels SpiWavelengthStart2 165	575.0
DetectionChannels SpiWavelengthStart2 166	575.0
DetectionChannels SpiWavelengthStart2 167	575.0
DetectionChannels SpiWavelengthStart2 168	575.0
DetectionChannels SpiWavelengthStart2 169	575.0
DetectionChannels SpiWavelengthStart2 17	575.0
DetectionChannels SpiWavelengthStart2 170	575.0
DetectionChannels SpiWavelengthStart2 171	575.0
DetectionChannels SpiWavelengthStart2 172	575.0
DetectionChannels SpiWavelengthStart2 173	575.0
DetectionChannels SpiWavelengthStart2 174	575.0
DetectionChannels SpiWavelengthStart2 175	575.0
DetectionChannels SpiWavelengthStart2 176	575.0
DetectionChannels SpiWavelengthStart2 177	575.0
DetectionChannels SpiWavelengthStart2 178	575.0
DetectionChannels SpiWavelengthStart2 179	575.0
DetectionChannels SpiWavelengthStart2 18	575.0
DetectionChannels SpiWavelengthStart2 180	575.0
DetectionChannels SpiWavelengthStart2 181	575.0
DetectionChannels SpiWavelengthStart2 182	575.0
DetectionChannels SpiWavelengthStart2 183	575.0
DetectionChannels SpiWavelengthStart2 184	575.0
DetectionChannels SpiWavelengthStart2 185	575.0
DetectionChannels SpiWavelengthStart2 186	575.0
DetectionChannels SpiWavelengthStart2 187	575.0
DetectionChannels SpiWavelengthStart2 188	575.0
DetectionChannels SpiWavelengthStart2 189	575.0
DetectionChannels SpiWavelengthStart2 19	575.0
DetectionChannels SpiWavelengthStart2 190	575.0
DetectionChannels SpiWavelengthStart2 191	575.0
DetectionChannels SpiWavelengthStart2 192	575.0
DetectionChannels SpiWavelengthStart2 193	575.0
DetectionChannels SpiWavelengthStart2 194	575.0
DetectionChannels SpiWavelengthStart2 195	575.0
DetectionChannels SpiWavelengthStart2 196	575.0
DetectionChannels SpiWavelengthStart2 197	575.0
DetectionChannels SpiWavelengthStart2 198	575.0
DetectionChannels SpiWavelengthStart2 199	575.0
DetectionChannels SpiWavelengthStart2 2	575.0
DetectionChannels SpiWavelengthStart2 20	575.0
DetectionChannels SpiWavelengthStart2 200	575.0
DetectionChannels SpiWavelengthStart2 201	575.0
DetectionChannels SpiWavelengthStart2 202	575.0
DetectionChannels SpiWavelengthStart2 203	575.0
DetectionChannels SpiWavelengthStart2 204	575.0
DetectionChannels SpiWavelengthStart2 205	575.0
DetectionChannels SpiWavelengthStart2 206	575.0
DetectionChannels SpiWavelengthStart2 207	575.0
DetectionChannels SpiWavelengthStart2 208	575.0
DetectionChannels SpiWavelengthStart2 209	575.0
DetectionChannels SpiWavelengthStart2 21	575.0
DetectionChannels SpiWavelengthStart2 210	575.0
DetectionChannels SpiWavelengthStart2 211	575.0
DetectionChannels SpiWavelengthStart2 212	575.0
DetectionChannels SpiWavelengthStart2 213	575.0
DetectionChannels SpiWavelengthStart2 214	575.0
DetectionChannels SpiWavelengthStart2 215	575.0
DetectionChannels SpiWavelengthStart2 216	575.0
DetectionChannels SpiWavelengthStart2 217	575.0
DetectionChannels SpiWavelengthStart2 218	575.0
DetectionChannels SpiWavelengthStart2 219	575.0
DetectionChannels SpiWavelengthStart2 22	575.0
DetectionChannels SpiWavelengthStart2 220	575.0
DetectionChannels SpiWavelengthStart2 221	575.0
DetectionChannels SpiWavelengthStart2 222	575.0
DetectionChannels SpiWavelengthStart2 223	575.0
DetectionChannels SpiWavelengthStart2 224	575.0
DetectionChannels SpiWavelengthStart2 225	575.0
DetectionChannels SpiWavelengthStart2 226	575.0
DetectionChannels SpiWavelengthStart2 227	575.0
DetectionChannels SpiWavelengthStart2 228	575.0
DetectionChannels SpiWavelengthStart2 229	575.0
DetectionChannels SpiWavelengthStart2 23	575.0
DetectionChannels SpiWavelengthStart2 230	575.0
DetectionChannels SpiWavelengthStart2 231	575.0
DetectionChannels SpiWavelengthStart2 232	575.0
DetectionChannels SpiWavelengthStart2 233	575.0
DetectionChannels SpiWavelengthStart2 234	575.0
DetectionChannels SpiWavelengthStart2 235	575.0
DetectionChannels SpiWavelengthStart2 236	575.0
DetectionChannels SpiWavelengthStart2 237	575.0
DetectionChannels SpiWavelengthStart2 238	575.0
DetectionChannels SpiWavelengthStart2 239	575.0
DetectionChannels SpiWavelengthStart2 24	575.0
DetectionChannels SpiWavelengthStart2 240	575.0
DetectionChannels SpiWavelengthStart2 241	575.0
DetectionChannels SpiWavelengthStart2 242	575.0
DetectionChannels SpiWavelengthStart2 243	575.0
DetectionChannels SpiWavelengthStart2 244	575.0
DetectionChannels SpiWavelengthStart2 245	575.0
DetectionChannels SpiWavelengthStart2 246	575.0
DetectionChannels SpiWavelengthStart2 247	575.0
DetectionChannels SpiWavelengthStart2 248	575.0
DetectionChannels SpiWavelengthStart2 249	575.0
DetectionChannels SpiWavelengthStart2 25	575.0
DetectionChannels SpiWavelengthStart2 250	575.0
DetectionChannels SpiWavelengthStart2 251	575.0
DetectionChannels SpiWavelengthStart2 252	575.0
DetectionChannels SpiWavelengthStart2 253	575.0
DetectionChannels SpiWavelengthStart2 254	575.0
DetectionChannels SpiWavelengthStart2 255	575.0
DetectionChannels SpiWavelengthStart2 256	575.0
DetectionChannels SpiWavelengthStart2 257	575.0
DetectionChannels SpiWavelengthStart2 258	575.0
DetectionChannels SpiWavelengthStart2 259	575.0
DetectionChannels SpiWavelengthStart2 26	575.0
DetectionChannels SpiWavelengthStart2 260	575.0
DetectionChannels SpiWavelengthStart2 261	575.0
DetectionChannels SpiWavelengthStart2 262	575.0
DetectionChannels SpiWavelengthStart2 263	575.0
DetectionChannels SpiWavelengthStart2 264	575.0
DetectionChannels SpiWavelengthStart2 265	575.0
DetectionChannels SpiWavelengthStart2 266	575.0
DetectionChannels SpiWavelengthStart2 267	575.0
DetectionChannels SpiWavelengthStart2 268	575.0
DetectionChannels SpiWavelengthStart2 269	575.0
DetectionChannels SpiWavelengthStart2 27	575.0
DetectionChannels SpiWavelengthStart2 270	575.0
DetectionChannels SpiWavelengthStart2 271	575.0
DetectionChannels SpiWavelengthStart2 272	575.0
DetectionChannels SpiWavelengthStart2 273	575.0
DetectionChannels SpiWavelengthStart2 274	575.0
DetectionChannels SpiWavelengthStart2 275	575.0
DetectionChannels SpiWavelengthStart2 276	575.0
DetectionChannels SpiWavelengthStart2 277	575.0
DetectionChannels SpiWavelengthStart2 278	575.0
DetectionChannels SpiWavelengthStart2 279	575.0
DetectionChannels SpiWavelengthStart2 28	575.0
DetectionChannels SpiWavelengthStart2 280	575.0
DetectionChannels SpiWavelengthStart2 281	575.0
DetectionChannels SpiWavelengthStart2 282	575.0
DetectionChannels SpiWavelengthStart2 283	575.0
DetectionChannels SpiWavelengthStart2 284	575.0
DetectionChannels SpiWavelengthStart2 285	575.0
DetectionChannels SpiWavelengthStart2 286	575.0
DetectionChannels SpiWavelengthStart2 287	575.0
DetectionChannels SpiWavelengthStart2 288	575.0
DetectionChannels SpiWavelengthStart2 289	575.0
DetectionChannels SpiWavelengthStart2 29	575.0
DetectionChannels SpiWavelengthStart2 290	575.0
DetectionChannels SpiWavelengthStart2 291	575.0
DetectionChannels SpiWavelengthStart2 292	575.0
DetectionChannels SpiWavelengthStart2 293	575.0
DetectionChannels SpiWavelengthStart2 294	575.0
DetectionChannels SpiWavelengthStart2 295	575.0
DetectionChannels SpiWavelengthStart2 296	575.0
DetectionChannels SpiWavelengthStart2 297	575.0
DetectionChannels SpiWavelengthStart2 298	575.0
DetectionChannels SpiWavelengthStart2 299	575.0
DetectionChannels SpiWavelengthStart2 3	575.0
DetectionChannels SpiWavelengthStart2 30	575.0
DetectionChannels SpiWavelengthStart2 300	575.0
DetectionChannels SpiWavelengthStart2 301	575.0
DetectionChannels SpiWavelengthStart2 302	575.0
DetectionChannels SpiWavelengthStart2 303	575.0
DetectionChannels SpiWavelengthStart2 304	575.0
DetectionChannels SpiWavelengthStart2 305	575.0
DetectionChannels SpiWavelengthStart2 306	575.0
DetectionChannels SpiWavelengthStart2 307	575.0
DetectionChannels SpiWavelengthStart2 308	575.0
DetectionChannels SpiWavelengthStart2 309	575.0
DetectionChannels SpiWavelengthStart2 31	575.0
DetectionChannels SpiWavelengthStart2 310	575.0
DetectionChannels SpiWavelengthStart2 311	575.0
DetectionChannels SpiWavelengthStart2 312	575.0
DetectionChannels SpiWavelengthStart2 313	575.0
DetectionChannels SpiWavelengthStart2 314	575.0
DetectionChannels SpiWavelengthStart2 315	575.0
DetectionChannels SpiWavelengthStart2 316	575.0
DetectionChannels SpiWavelengthStart2 317	575.0
DetectionChannels SpiWavelengthStart2 318	575.0
DetectionChannels SpiWavelengthStart2 319	575.0
DetectionChannels SpiWavelengthStart2 32	575.0
DetectionChannels SpiWavelengthStart2 320	575.0
DetectionChannels SpiWavelengthStart2 321	575.0
DetectionChannels SpiWavelengthStart2 322	575.0
DetectionChannels SpiWavelengthStart2 323	575.0
DetectionChannels SpiWavelengthStart2 324	575.0
DetectionChannels SpiWavelengthStart2 325	575.0
DetectionChannels SpiWavelengthStart2 326	575.0
DetectionChannels SpiWavelengthStart2 327	575.0
DetectionChannels SpiWavelengthStart2 328	575.0
DetectionChannels SpiWavelengthStart2 329	575.0
DetectionChannels SpiWavelengthStart2 33	575.0
DetectionChannels SpiWavelengthStart2 330	575.0
DetectionChannels SpiWavelengthStart2 331	575.0
DetectionChannels SpiWavelengthStart2 332	575.0
DetectionChannels SpiWavelengthStart2 333	575.0
DetectionChannels SpiWavelengthStart2 334	575.0
DetectionChannels SpiWavelengthStart2 335	575.0
DetectionChannels SpiWavelengthStart2 336	575.0
DetectionChannels SpiWavelengthStart2 337	575.0
DetectionChannels SpiWavelengthStart2 338	575.0
DetectionChannels SpiWavelengthStart2 339	575.0
DetectionChannels SpiWavelengthStart2 34	575.0
DetectionChannels SpiWavelengthStart2 340	575.0
DetectionChannels SpiWavelengthStart2 341	575.0
DetectionChannels SpiWavelengthStart2 342	575.0
DetectionChannels SpiWavelengthStart2 343	575.0
DetectionChannels SpiWavelengthStart2 344	575.0
DetectionChannels SpiWavelengthStart2 345	575.0
DetectionChannels SpiWavelengthStart2 346	575.0
DetectionChannels SpiWavelengthStart2 347	575.0
DetectionChannels SpiWavelengthStart2 348	575.0
DetectionChannels SpiWavelengthStart2 349	575.0
DetectionChannels SpiWavelengthStart2 35	575.0
DetectionChannels SpiWavelengthStart2 350	575.0
DetectionChannels SpiWavelengthStart2 351	575.0
DetectionChannels SpiWavelengthStart2 352	575.0
DetectionChannels SpiWavelengthStart2 353	575.0
DetectionChannels SpiWavelengthStart2 354	575.0
DetectionChannels SpiWavelengthStart2 355	575.0
DetectionChannels SpiWavelengthStart2 356	575.0
DetectionChannels SpiWavelengthStart2 357	575.0
DetectionChannels SpiWavelengthStart2 358	575.0
DetectionChannels SpiWavelengthStart2 359	575.0
DetectionChannels SpiWavelengthStart2 36	575.0
DetectionChannels SpiWavelengthStart2 360	575.0
DetectionChannels SpiWavelengthStart2 361	575.0
DetectionChannels SpiWavelengthStart2 362	575.0
DetectionChannels SpiWavelengthStart2 363	575.0
DetectionChannels SpiWavelengthStart2 364	575.0
DetectionChannels SpiWavelengthStart2 365	575.0
DetectionChannels SpiWavelengthStart2 366	575.0
DetectionChannels SpiWavelengthStart2 367	575.0
DetectionChannels SpiWavelengthStart2 368	575.0
DetectionChannels SpiWavelengthStart2 369	575.0
DetectionChannels SpiWavelengthStart2 37	575.0
DetectionChannels SpiWavelengthStart2 370	575.0
DetectionChannels SpiWavelengthStart2 371	575.0
DetectionChannels SpiWavelengthStart2 372	575.0
DetectionChannels SpiWavelengthStart2 373	575.0
DetectionChannels SpiWavelengthStart2 374	575.0
DetectionChannels SpiWavelengthStart2 375	575.0
DetectionChannels SpiWavelengthStart2 376	575.0
DetectionChannels SpiWavelengthStart2 377	575.0
DetectionChannels SpiWavelengthStart2 378	575.0
DetectionChannels SpiWavelengthStart2 379	575.0
DetectionChannels SpiWavelengthStart2 38	575.0
DetectionChannels SpiWavelengthStart2 380	575.0
DetectionChannels SpiWavelengthStart2 381	575.0
DetectionChannels SpiWavelengthStart2 382	575.0
DetectionChannels SpiWavelengthStart2 383	575.0
DetectionChannels SpiWavelengthStart2 384	575.0
DetectionChannels SpiWavelengthStart2 385	575.0
DetectionChannels SpiWavelengthStart2 386	575.0
DetectionChannels SpiWavelengthStart2 387	575.0
DetectionChannels SpiWavelengthStart2 388	575.0
DetectionChannels SpiWavelengthStart2 389	575.0
DetectionChannels SpiWavelengthStart2 39	575.0
DetectionChannels SpiWavelengthStart2 390	575.0
DetectionChannels SpiWavelengthStart2 391	575.0
DetectionChannels SpiWavelengthStart2 392	575.0
DetectionChannels SpiWavelengthStart2 393	575.0
DetectionChannels SpiWavelengthStart2 394	575.0
DetectionChannels SpiWavelengthStart2 395	575.0
DetectionChannels SpiWavelengthStart2 396	575.0
DetectionChannels SpiWavelengthStart2 397	575.0
DetectionChannels SpiWavelengthStart2 398	575.0
DetectionChannels SpiWavelengthStart2 399	575.0
DetectionChannels SpiWavelengthStart2 4	575.0
DetectionChannels SpiWavelengthStart2 40	575.0
DetectionChannels SpiWavelengthStart2 400	575.0
DetectionChannels SpiWavelengthStart2 401	575.0
DetectionChannels SpiWavelengthStart2 402	575.0
DetectionChannels SpiWavelengthStart2 403	575.0
DetectionChannels SpiWavelengthStart2 404	575.0
DetectionChannels SpiWavelengthStart2 405	575.0
DetectionChannels SpiWavelengthStart2 406	575.0
DetectionChannels SpiWavelengthStart2 407	575.0
DetectionChannels SpiWavelengthStart2 408	575.0
DetectionChannels SpiWavelengthStart2 409	575.0
DetectionChannels SpiWavelengthStart2 41	575.0
DetectionChannels SpiWavelengthStart2 410	575.0
DetectionChannels SpiWavelengthStart2 411	575.0
DetectionChannels SpiWavelengthStart2 412	575.0
DetectionChannels SpiWavelengthStart2 413	575.0
DetectionChannels SpiWavelengthStart2 414	575.0
DetectionChannels SpiWavelengthStart2 415	575.0
DetectionChannels SpiWavelengthStart2 416	575.0
DetectionChannels SpiWavelengthStart2 417	575.0
DetectionChannels SpiWavelengthStart2 418	575.0
DetectionChannels SpiWavelengthStart2 419	575.0
DetectionChannels SpiWavelengthStart2 42	575.0
DetectionChannels SpiWavelengthStart2 420	575.0
DetectionChannels SpiWavelengthStart2 421	575.0
DetectionChannels SpiWavelengthStart2 422	575.0
DetectionChannels SpiWavelengthStart2 423	575.0
DetectionChannels SpiWavelengthStart2 424	575.0
DetectionChannels SpiWavelengthStart2 425	575.0
DetectionChannels SpiWavelengthStart2 426	575.0
DetectionChannels SpiWavelengthStart2 427	575.0
DetectionChannels SpiWavelengthStart2 428	575.0
DetectionChannels SpiWavelengthStart2 429	575.0
DetectionChannels SpiWavelengthStart2 43	575.0
DetectionChannels SpiWavelengthStart2 430	575.0
DetectionChannels SpiWavelengthStart2 431	575.0
DetectionChannels SpiWavelengthStart2 432	575.0
DetectionChannels SpiWavelengthStart2 44	575.0
DetectionChannels SpiWavelengthStart2 45	575.0
DetectionChannels SpiWavelengthStart2 46	575.0
DetectionChannels SpiWavelengthStart2 47	575.0
DetectionChannels SpiWavelengthStart2 48	575.0
DetectionChannels SpiWavelengthStart2 49	575.0
DetectionChannels SpiWavelengthStart2 5	575.0
DetectionChannels SpiWavelengthStart2 50	575.0
DetectionChannels SpiWavelengthStart2 51	575.0
DetectionChannels SpiWavelengthStart2 52	575.0
DetectionChannels SpiWavelengthStart2 53	575.0
DetectionChannels SpiWavelengthStart2 54	575.0
DetectionChannels SpiWavelengthStart2 55	575.0
DetectionChannels SpiWavelengthStart2 56	575.0
DetectionChannels SpiWavelengthStart2 57	575.0
DetectionChannels SpiWavelengthStart2 58	575.0
DetectionChannels SpiWavelengthStart2 59	575.0
DetectionChannels SpiWavelengthStart2 6	575.0
DetectionChannels SpiWavelengthStart2 60	575.0
DetectionChannels SpiWavelengthStart2 61	575.0
DetectionChannels SpiWavelengthStart2 62	575.0
DetectionChannels SpiWavelengthStart2 63	575.0
DetectionChannels SpiWavelengthStart2 64	575.0
DetectionChannels SpiWavelengthStart2 65	575.0
DetectionChannels SpiWavelengthStart2 66	575.0
DetectionChannels SpiWavelengthStart2 67	575.0
DetectionChannels SpiWavelengthStart2 68	575.0
DetectionChannels SpiWavelengthStart2 69	575.0
DetectionChannels SpiWavelengthStart2 7	575.0
DetectionChannels SpiWavelengthStart2 70	575.0
DetectionChannels SpiWavelengthStart2 71	575.0
DetectionChannels SpiWavelengthStart2 72	575.0
DetectionChannels SpiWavelengthStart2 73	575.0
DetectionChannels SpiWavelengthStart2 74	575.0
DetectionChannels SpiWavelengthStart2 75	575.0
DetectionChannels SpiWavelengthStart2 76	575.0
DetectionChannels SpiWavelengthStart2 77	575.0
DetectionChannels SpiWavelengthStart2 78	575.0
DetectionChannels SpiWavelengthStart2 79	575.0
DetectionChannels SpiWavelengthStart2 8	575.0
DetectionChannels SpiWavelengthStart2 80	575.0
DetectionChannels SpiWavelengthStart2 81	575.0
DetectionChannels SpiWavelengthStart2 82	575.0
DetectionChannels SpiWavelengthStart2 83	575.0
DetectionChannels SpiWavelengthStart2 84	575.0
DetectionChannels SpiWavelengthStart2 85	575.0
DetectionChannels SpiWavelengthStart2 86	575.0
DetectionChannels SpiWavelengthStart2 87	575.0
DetectionChannels SpiWavelengthStart2 88	575.0
DetectionChannels SpiWavelengthStart2 89	575.0
DetectionChannels SpiWavelengthStart2 9	575.0
DetectionChannels SpiWavelengthStart2 90	575.0
DetectionChannels SpiWavelengthStart2 91	575.0
DetectionChannels SpiWavelengthStart2 92	575.0
DetectionChannels SpiWavelengthStart2 93	575.0
DetectionChannels SpiWavelengthStart2 94	575.0
DetectionChannels SpiWavelengthStart2 95	575.0
DetectionChannels SpiWavelengthStart2 96	575.0
DetectionChannels SpiWavelengthStart2 97	575.0
DetectionChannels SpiWavelengthStart2 98	575.0
DetectionChannels SpiWavelengthStart2 99	575.0
IlluminationChannels Acquire 1	0
IlluminationChannels Acquire 10	0
IlluminationChannels Acquire 100	0
IlluminationChannels Acquire 101	0
IlluminationChannels Acquire 102	0
IlluminationChannels Acquire 103	0
IlluminationChannels Acquire 104	1
IlluminationChannels Acquire 105	0
IlluminationChannels Acquire 106	0
IlluminationChannels Acquire 107	0
IlluminationChannels Acquire 108	1
IlluminationChannels Acquire 109	0
IlluminationChannels Acquire 11	0
IlluminationChannels Acquire 110	0
IlluminationChannels Acquire 111	0
IlluminationChannels Acquire 112	0
IlluminationChannels Acquire 113	0
IlluminationChannels Acquire 114	0
IlluminationChannels Acquire 115	0
IlluminationChannels Acquire 116	0
IlluminationChannels Acquire 117	1
IlluminationChannels Acquire 118	0
IlluminationChannels Acquire 119	0
IlluminationChannels Acquire 12	0
IlluminationChannels Acquire 120	0
IlluminationChannels Acquire 121	0
IlluminationChannels Acquire 122	0
IlluminationChannels Acquire 123	0
IlluminationChannels Acquire 124	0
IlluminationChannels Acquire 125	0
IlluminationChannels Acquire 126	0
IlluminationChannels Acquire 127	0
IlluminationChannels Acquire 128	0
IlluminationChannels Acquire 129	0
IlluminationChannels Acquire 13	0
IlluminationChannels Acquire 130	0
IlluminationChannels Acquire 131	0
IlluminationChannels Acquire 132	1
IlluminationChannels Acquire 133	0
IlluminationChannels Acquire 134	0
IlluminationChannels Acquire 135	0
IlluminationChannels Acquire 136	1
IlluminationChannels Acquire 137	0
IlluminationChannels Acquire 138	0
IlluminationChannels Acquire 139	0
IlluminationChannels Acquire 14	0
IlluminationChannels Acquire 140	0
IlluminationChannels Acquire 141	0
IlluminationChannels Acquire 142	0
IlluminationChannels Acquire 143	0
IlluminationChannels Acquire 144	0
IlluminationChannels Acquire 145	1
IlluminationChannels Acquire 146	0
IlluminationChannels Acquire 147	0
IlluminationChannels Acquire 148	0
IlluminationChannels Acquire 149	0
IlluminationChannels Acquire 15	0
IlluminationChannels Acquire 150	0
IlluminationChannels Acquire 151	0
IlluminationChannels Acquire 152	0
IlluminationChannels Acquire 153	0
IlluminationChannels Acquire 154	0
IlluminationChannels Acquire 155	0
IlluminationChannels Acquire 156	0
IlluminationChannels Acquire 157	0
IlluminationChannels Acquire 158	0
IlluminationChannels Acquire 159	0
IlluminationChannels Acquire 16	0
IlluminationChannels Acquire 160	1
IlluminationChannels Acquire 161	0
IlluminationChannels Acquire 162	0
IlluminationChannels Acquire 163	0
IlluminationChannels Acquire 164	1
IlluminationChannels Acquire 165	0
IlluminationChannels Acquire 166	0
IlluminationChannels Acquire 167	0
IlluminationChannels Acquire 168	0
IlluminationChannels Acquire 169	0
IlluminationChannels Acquire 17	0
IlluminationChannels Acquire 170	0
IlluminationChannels Acquire 171	0
IlluminationChannels Acquire 172	0
IlluminationChannels Acquire 173	1
IlluminationChannels Acquire 174	0
IlluminationChannels Acquire 175	0
IlluminationChannels Acquire 176	0
IlluminationChannels Acquire 177	0
IlluminationChannels Acquire 178	0
IlluminationChannels Acquire 179	0
IlluminationChannels Acquire 18	0
IlluminationChannels Acquire 180	0
IlluminationChannels Acquire 181	0
IlluminationChannels Acquire 182	0
IlluminationChannels Acquire 183	0
IlluminationChannels Acquire 184	0
IlluminationChannels Acquire 185	0
IlluminationChannels Acquire 186	0
IlluminationChannels Acquire 187	0
IlluminationChannels Acquire 188	1
IlluminationChannels Acquire 189	0
IlluminationChannels Acquire 19	0
IlluminationChannels Acquire 190	0
IlluminationChannels Acquire 191	0
IlluminationChannels Acquire 192	1
IlluminationChannels Acquire 193	0
IlluminationChannels Acquire 194	0
IlluminationChannels Acquire 195	0
IlluminationChannels Acquire 196	0
IlluminationChannels Acquire 197	0
IlluminationChannels Acquire 198	0
IlluminationChannels Acquire 199	0
IlluminationChannels Acquire 2	0
IlluminationChannels Acquire 20	1
IlluminationChannels Acquire 200	0
IlluminationChannels Acquire 201	1
IlluminationChannels Acquire 202	0
IlluminationChannels Acquire 203	0
IlluminationChannels Acquire 204	0
IlluminationChannels Acquire 205	0
IlluminationChannels Acquire 206	0
IlluminationChannels Acquire 207	0
IlluminationChannels Acquire 208	0
IlluminationChannels Acquire 209	0
IlluminationChannels Acquire 21	0
IlluminationChannels Acquire 210	0
IlluminationChannels Acquire 211	0
IlluminationChannels Acquire 212	0
IlluminationChannels Acquire 213	0
IlluminationChannels Acquire 214	0
IlluminationChannels Acquire 215	0
IlluminationChannels Acquire 216	1
IlluminationChannels Acquire 217	0
IlluminationChannels Acquire 218	0
IlluminationChannels Acquire 219	0
IlluminationChannels Acquire 22	0
IlluminationChannels Acquire 220	1
IlluminationChannels Acquire 221	0
IlluminationChannels Acquire 222	0
IlluminationChannels Acquire 223	0
IlluminationChannels Acquire 224	0
IlluminationChannels Acquire 225	0
IlluminationChannels Acquire 226	0
IlluminationChannels Acquire 227	0
IlluminationChannels Acquire 228	0
IlluminationChannels Acquire 229	1
IlluminationChannels Acquire 23	0
IlluminationChannels Acquire 230	0
IlluminationChannels Acquire 231	0
IlluminationChannels Acquire 232	0
IlluminationChannels Acquire 233	0
IlluminationChannels Acquire 234	0
IlluminationChannels Acquire 235	0
IlluminationChannels Acquire 236	0
IlluminationChannels Acquire 237	0
IlluminationChannels Acquire 238	0
IlluminationChannels Acquire 239	0
IlluminationChannels Acquire 24	1
IlluminationChannels Acquire 240	0
IlluminationChannels Acquire 241	0
IlluminationChannels Acquire 242	0
IlluminationChannels Acquire 243	0
IlluminationChannels Acquire 244	1
IlluminationChannels Acquire 245	0
IlluminationChannels Acquire 246	0
IlluminationChannels Acquire 247	0
IlluminationChannels Acquire 248	1
IlluminationChannels Acquire 249	0
IlluminationChannels Acquire 25	0
IlluminationChannels Acquire 250	0
IlluminationChannels Acquire 251	0
IlluminationChannels Acquire 252	0
IlluminationChannels Acquire 253	0
IlluminationChannels Acquire 254	0
IlluminationChannels Acquire 255	0
IlluminationChannels Acquire 256	0
IlluminationChannels Acquire 257	1
IlluminationChannels Acquire 258	0
IlluminationChannels Acquire 259	0
IlluminationChannels Acquire 26	0
IlluminationChannels Acquire 260	0
IlluminationChannels Acquire 261	0
IlluminationChannels Acquire 262	0
IlluminationChannels Acquire 263	0
IlluminationChannels Acquire 264	0
IlluminationChannels Acquire 265	0
IlluminationChannels Acquire 266	0
IlluminationChannels Acquire 267	0
IlluminationChannels Acquire 268	0
IlluminationChannels Acquire 269	0
IlluminationChannels Acquire 27	0
IlluminationChannels Acquire 270	0
IlluminationChannels Acquire 271	0
IlluminationChannels Acquire 272	1
IlluminationChannels Acquire 273	0
IlluminationChannels Acquire 274	0
IlluminationChannels Acquire 275	0
IlluminationChannels Acquire 276	1
IlluminationChannels Acquire 277	0
IlluminationChannels Acquire 278	0
IlluminationChannels Acquire 279	0
IlluminationChannels Acquire 28	0
IlluminationChannels Acquire 280	0
IlluminationChannels Acquire 281	0
IlluminationChannels Acquire 282	0
IlluminationChannels Acquire 283	0
IlluminationChannels Acquire 284	0
IlluminationChannels Acquire 285	1
IlluminationChannels Acquire 286	0
IlluminationChannels Acquire 287	0
IlluminationChannels Acquire 288	0
IlluminationChannels Acquire 289	0
IlluminationChannels Acquire 29	0
IlluminationChannels Acquire 290	0
IlluminationChannels Acquire 291	0
IlluminationChannels Acquire 292	0
IlluminationChannels Acquire 293	0
IlluminationChannels Acquire 294	0
IlluminationChannels Acquire 295	0
IlluminationChannels Acquire 296	0
IlluminationChannels Acquire 297	0
IlluminationChannels Acquire 298	0
IlluminationChannels Acquire 299	0
IlluminationChannels Acquire 3	0
IlluminationChannels Acquire 30	0
IlluminationChannels Acquire 300	1
IlluminationChannels Acquire 301	0
IlluminationChannels Acquire 302	0
IlluminationChannels Acquire 303	0
IlluminationChannels Acquire 304	1
IlluminationChannels Acquire 305	0
IlluminationChannels Acquire 306	0
IlluminationChannels Acquire 307	0
IlluminationChannels Acquire 308	0
IlluminationChannels Acquire 309	0
IlluminationChannels Acquire 31	0
IlluminationChannels Acquire 310	0
IlluminationChannels Acquire 311	0
IlluminationChannels Acquire 312	0
IlluminationChannels Acquire 313	1
IlluminationChannels Acquire 314	0
IlluminationChannels Acquire 315	0
IlluminationChannels Acquire 316	0
IlluminationChannels Acquire 317	0
IlluminationChannels Acquire 318	0
IlluminationChannels Acquire 319	0
IlluminationChannels Acquire 32	0
IlluminationChannels Acquire 320	0
IlluminationChannels Acquire 321	0
IlluminationChannels Acquire 322	0
IlluminationChannels Acquire 323	0
IlluminationChannels Acquire 324	0
IlluminationChannels Acquire 325	0
IlluminationChannels Acquire 326	0
IlluminationChannels Acquire 327	0
IlluminationChannels Acquire 328	1
IlluminationChannels Acquire 329	0
IlluminationChannels Acquire 33	1
IlluminationChannels Acquire 330	0
IlluminationChannels Acquire 331	0
IlluminationChannels Acquire 332	1
IlluminationChannels Acquire 333	0
IlluminationChannels Acquire 334	0
IlluminationChannels Acquire 335	0
IlluminationChannels Acquire 336	0
IlluminationChannels Acquire 34	0
IlluminationChannels Acquire 35	0
IlluminationChannels Acquire 36	0
IlluminationChannels Acquire 37	0
IlluminationChannels Acquire 38	0
IlluminationChannels Acquire 39	0
IlluminationChannels Acquire 4	0
IlluminationChannels Acquire 40	0
IlluminationChannels Acquire 41	0
IlluminationChannels Acquire 42	0
IlluminationChannels Acquire 43	0
IlluminationChannels Acquire 44	0
IlluminationChannels Acquire 45	0
IlluminationChannels Acquire 46	0
IlluminationChannels Acquire 47	0
IlluminationChannels Acquire 48	1
IlluminationChannels Acquire 49	0
IlluminationChannels Acquire 5	1
IlluminationChannels Acquire 50	0
IlluminationChannels Acquire 51	0
IlluminationChannels Acquire 52	1
IlluminationChannels Acquire 53	0
IlluminationChannels Acquire 54	0
IlluminationChannels Acquire 55	0
IlluminationChannels Acquire 56	0
IlluminationChannels Acquire 57	0
IlluminationChannels Acquire 58	0
IlluminationChannels Acquire 59	0
IlluminationChannels Acquire 6	0
IlluminationChannels Acquire 60	0
IlluminationChannels Acquire 61	1
IlluminationChannels Acquire 62	0
IlluminationChannels Acquire 63	0
IlluminationChannels Acquire 64	0
IlluminationChannels Acquire 65	0
IlluminationChannels Acquire 66	0
IlluminationChannels Acquire 67	0
IlluminationChannels Acquire 68	0
IlluminationChannels Acquire 69	0
IlluminationChannels Acquire 7	0
IlluminationChannels Acquire 70	0
IlluminationChannels Acquire 71	0
IlluminationChannels Acquire 72	0
IlluminationChannels Acquire 73	0
IlluminationChannels Acquire 74	0
IlluminationChannels Acquire 75	0
IlluminationChannels Acquire 76	1
IlluminationChannels Acquire 77	0
IlluminationChannels Acquire 78	0
IlluminationChannels Acquire 79	0
IlluminationChannels Acquire 8	0
IlluminationChannels Acquire 80	1
IlluminationChannels Acquire 81	0
IlluminationChannels Acquire 82	0
IlluminationChannels Acquire 83	0
IlluminationChannels Acquire 84	0
IlluminationChannels Acquire 85	0
IlluminationChannels Acquire 86	0
IlluminationChannels Acquire 87	0
IlluminationChannels Acquire 88	0
IlluminationChannels Acquire 89	1
IlluminationChannels Acquire 9	0
IlluminationChannels Acquire 90	0
IlluminationChannels Acquire 91	0
IlluminationChannels Acquire 92	0
IlluminationChannels Acquire 93	0
IlluminationChannels Acquire 94	0
IlluminationChannels Acquire 95	0
IlluminationChannels Acquire 96	0
IlluminationChannels Acquire 97	0
IlluminationChannels Acquire 98	0
IlluminationChannels Acquire 99	0
IlluminationChannels IDTrack 1	1
IlluminationChannels IDTrack 10	2
IlluminationChannels IDTrack 100	19
IlluminationChannels IDTrack 101	19
IlluminationChannels IDTrack 102	19
IlluminationChannels IDTrack 103	19
IlluminationChannels IDTrack 104	19
IlluminationChannels IDTrack 105	19
IlluminationChannels IDTrack 106	20
IlluminationChannels IDTrack 107	20
IlluminationChannels IDTrack 108	20
IlluminationChannels IDTrack 109	20
IlluminationChannels IDTrack 11	2
IlluminationChannels IDTrack 110	20
IlluminationChannels IDTrack 111	20
IlluminationChannels IDTrack 112	20
IlluminationChannels IDTrack 113	21
IlluminationChannels IDTrack 114	21
IlluminationChannels IDTrack 115	21
IlluminationChannels IDTrack 116	21
IlluminationChannels IDTrack 117	21
IlluminationChannels IDTrack 118	21
IlluminationChannels IDTrack 119	21
IlluminationChannels IDTrack 12	2
IlluminationChannels IDTrack 120	22
IlluminationChannels IDTrack 121	22
IlluminationChannels IDTrack 122	22
IlluminationChannels IDTrack 123	22
IlluminationChannels IDTrack 124	22
IlluminationChannels IDTrack 125	22
IlluminationChannels IDTrack 126	22
IlluminationChannels IDTrack 127	24
IlluminationChannels IDTrack 128	24
IlluminationChannels IDTrack 129	24
IlluminationChannels IDTrack 13	2
IlluminationChannels IDTrack 130	24
IlluminationChannels IDTrack 131	24
IlluminationChannels IDTrack 132	24
IlluminationChannels IDTrack 133	24
IlluminationChannels IDTrack 134	25
IlluminationChannels IDTrack 135	25
IlluminationChannels IDTrack 136	25
IlluminationChannels IDTrack 137	25
IlluminationChannels IDTrack 138	25
IlluminationChannels IDTrack 139	25
IlluminationChannels IDTrack 14	2
IlluminationChannels IDTrack 140	25
IlluminationChannels IDTrack 141	26
IlluminationChannels IDTrack 142	26
IlluminationChannels IDTrack 143	26
IlluminationChannels IDTrack 144	26
IlluminationChannels IDTrack 145	26
IlluminationChannels IDTrack 146	26
IlluminationChannels IDTrack 147	26
IlluminationChannels IDTrack 148	27
IlluminationChannels IDTrack 149	27
IlluminationChannels IDTrack 15	4
IlluminationChannels IDTrack 150	27
IlluminationChannels IDTrack 151	27
IlluminationChannels IDTrack 152	27
IlluminationChannels IDTrack 153	27
IlluminationChannels IDTrack 154	27
IlluminationChannels IDTrack 155	29
IlluminationChannels IDTrack 156	29
IlluminationChannels IDTrack 157	29
IlluminationChannels IDTrack 158	29
IlluminationChannels IDTrack 159	29
IlluminationChannels IDTrack 16	4
IlluminationChannels IDTrack 160	29
IlluminationChannels IDTrack 161	29
IlluminationChannels IDTrack 162	30
IlluminationChannels IDTrack 163	30
IlluminationChannels IDTrack 164	30
IlluminationChannels IDTrack 165	30
IlluminationChannels IDTrack 166	30
IlluminationChannels IDTrack 167	30
IlluminationChannels IDTrack 168	30
IlluminationChannels IDTrack 169	31
IlluminationChannels IDTrack 17	4
IlluminationChannels IDTrack 170	31
IlluminationChannels IDTrack 171	31
IlluminationChannels IDTrack 172	31
IlluminationChannels IDTrack 173	31
IlluminationChannels IDTrack 174	31
IlluminationChannels IDTrack 175	31
IlluminationChannels IDTrack 176	32
IlluminationChannels IDTrack 177	32
IlluminationChannels IDTrack 178	32
IlluminationChannels IDTrack 179	32
IlluminationChannels IDTrack 18	4
IlluminationChannels IDTrack 180	32
IlluminationChannels IDTrack 181	32
IlluminationChannels IDTrack 182	32
IlluminationChannels IDTrack 183	34
IlluminationChannels IDTrack 184	34
IlluminationChannels IDTrack 185	34
IlluminationChannels IDTrack 186	34
IlluminationChannels IDTrack 187	34
IlluminationChannels IDTrack 188	34
IlluminationChannels IDTrack 189	34
IlluminationChannels IDTrack 19	4
IlluminationChannels IDTrack 190	35
IlluminationChannels IDTrack 191	35
IlluminationChannels IDTrack 192	35
IlluminationChannels IDTrack 193	35
IlluminationChannels IDTrack 194	35
IlluminationChannels IDTrack 195	35
IlluminationChannels IDTrack 196	35
IlluminationChannels IDTrack 197	36
IlluminationChannels IDTrack 198	36
IlluminationChannels IDTrack 199	36
IlluminationChannels IDTrack 2	1
IlluminationChannels IDTrack 20	4
IlluminationChannels IDTrack 200	36
IlluminationChannels IDTrack 201	36
IlluminationChannels IDTrack 202	36
IlluminationChannels IDTrack 203	36
IlluminationChannels IDTrack 204	37
IlluminationChannels IDTrack 205	37
IlluminationChannels IDTrack 206	37
IlluminationChannels IDTrack 207	37
IlluminationChannels IDTrack 208	37
IlluminationChannels IDTrack 209	37
IlluminationChannels IDTrack 21	4
IlluminationChannels IDTrack 210	37
IlluminationChannels IDTrack 211	39
IlluminationChannels IDTrack 212	39
IlluminationChannels IDTrack 213	39
IlluminationChannels IDTrack 214	39
IlluminationChannels IDTrack 215	39
IlluminationChannels IDTrack 216	39
IlluminationChannels IDTrack 217	39
IlluminationChannels IDTrack 218	40
IlluminationChannels IDTrack 219	40
IlluminationChannels IDTrack 22	5
IlluminationChannels IDTrack 220	40
IlluminationChannels IDTrack 221	40
IlluminationChannels IDTrack 222	40
IlluminationChannels IDTrack 223	40
IlluminationChannels IDTrack 224	40
IlluminationChannels IDTrack 225	41
IlluminationChannels IDTrack 226	41
IlluminationChannels IDTrack 227	41
IlluminationChannels IDTrack 228	41
IlluminationChannels IDTrack 229	41
IlluminationChannels IDTrack 23	5
IlluminationChannels IDTrack 230	41
IlluminationChannels IDTrack 231	41
IlluminationChannels IDTrack 232	42
IlluminationChannels IDTrack 233	42
IlluminationChannels IDTrack 234	42
IlluminationChannels IDTrack 235	42
IlluminationChannels IDTrack 236	42
IlluminationChannels IDTrack 237	42
IlluminationChannels IDTrack 238	42
IlluminationChannels IDTrack 239	44
IlluminationChannels IDTrack 24	5
IlluminationChannels IDTrack 240	44
IlluminationChannels IDTrack 241	44
IlluminationChannels IDTrack 242	44
IlluminationChannels IDTrack 243	44
IlluminationChannels IDTrack 244	44
IlluminationChannels IDTrack 245	44
IlluminationChannels IDTrack 246	45
IlluminationChannels IDTrack 247	45
IlluminationChannels IDTrack 248	45
IlluminationChannels IDTrack 249	45
IlluminationChannels IDTrack 25	5
IlluminationChannels IDTrack 250	45
IlluminationChannels IDTrack 251	45
IlluminationChannels IDTrack 252	45
IlluminationChannels IDTrack 253	46
IlluminationChannels IDTrack 254	46
IlluminationChannels IDTrack 255	46
IlluminationChannels IDTrack 256	46
IlluminationChannels IDTrack 257	46
IlluminationChannels IDTrack 258	46
IlluminationChannels IDTrack 259	46
IlluminationChannels IDTrack 26	5
IlluminationChannels IDTrack 260	47
IlluminationChannels IDTrack 261	47
IlluminationChannels IDTrack 262	47
IlluminationChannels IDTrack 263	47
IlluminationChannels IDTrack 264	47
IlluminationChannels IDTrack 265	47
IlluminationChannels IDTrack 266	47
IlluminationChannels IDTrack 267	49
IlluminationChannels IDTrack 268	49
IlluminationChannels IDTrack 269	49
IlluminationChannels IDTrack 27	5
IlluminationChannels IDTrack 270	49
IlluminationChannels IDTrack 271	49
IlluminationChannels IDTrack 272	49
IlluminationChannels IDTrack 273	49
IlluminationChannels IDTrack 274	50
IlluminationChannels IDTrack 275	50
IlluminationChannels IDTrack 276	50
IlluminationChannels IDTrack 277	50
IlluminationChannels IDTrack 278	50
IlluminationChannels IDTrack 279	50
IlluminationChannels IDTrack 28	5
IlluminationChannels IDTrack 280	50
IlluminationChannels IDTrack 281	51
IlluminationChannels IDTrack 282	51
IlluminationChannels IDTrack 283	51
IlluminationChannels IDTrack 284	51
IlluminationChannels IDTrack 285	51
IlluminationChannels IDTrack 286	51
IlluminationChannels IDTrack 287	51
IlluminationChannels IDTrack 288	52
IlluminationChannels IDTrack 289	52
IlluminationChannels IDTrack 29	6
IlluminationChannels IDTrack 290	52
IlluminationChannels IDTrack 291	52
IlluminationChannels IDTrack 292	52
IlluminationChannels IDTrack 293	52
IlluminationChannels IDTrack 294	52
IlluminationChannels IDTrack 295	54
IlluminationChannels IDTrack 296	54
IlluminationChannels IDTrack 297	54
IlluminationChannels IDTrack 298	54
IlluminationChannels IDTrack 299	54
IlluminationChannels IDTrack 3	1
IlluminationChannels IDTrack 30	6
IlluminationChannels IDTrack 300	54
IlluminationChannels IDTrack 301	54
IlluminationChannels IDTrack 302	55
IlluminationChannels IDTrack 303	55
IlluminationChannels IDTrack 304	55
IlluminationChannels IDTrack 305	55
IlluminationChannels IDTrack 306	55
IlluminationChannels IDTrack 307	55
IlluminationChannels IDTrack 308	55
IlluminationChannels IDTrack 309	56
IlluminationChannels IDTrack 31	6
IlluminationChannels IDTrack 310	56
IlluminationChannels IDTrack 311	56
IlluminationChannels IDTrack 312	56
IlluminationChannels IDTrack 313	56
IlluminationChannels IDTrack 314	56
IlluminationChannels IDTrack 315	56
IlluminationChannels IDTrack 316	57
IlluminationChannels IDTrack 317	57
IlluminationChannels IDTrack 318	57
IlluminationChannels IDTrack 319	57
IlluminationChannels IDTrack 32	6
IlluminationChannels IDTrack 320	57
IlluminationChannels IDTrack 321	57
IlluminationChannels IDTrack 322	57
IlluminationChannels IDTrack 323	59
IlluminationChannels IDTrack 324	59
IlluminationChannels IDTrack 325	59
IlluminationChannels IDTrack 326	59
IlluminationChannels IDTrack 327	59
IlluminationChannels IDTrack 328	59
IlluminationChannels IDTrack 329	59
IlluminationChannels IDTrack 33	6
IlluminationChannels IDTrack 330	60
IlluminationChannels IDTrack 331	60
IlluminationChannels IDTrack 332	60
IlluminationChannels IDTrack 333	60
IlluminationChannels IDTrack 334	60
IlluminationChannels IDTrack 335	60
IlluminationChannels IDTrack 336	60
IlluminationChannels IDTrack 34	6
IlluminationChannels IDTrack 35	6
IlluminationChannels IDTrack 36	7
IlluminationChannels IDTrack 37	7
IlluminationChannels IDTrack 38	7
IlluminationChannels IDTrack 39	7
IlluminationChannels IDTrack 4	1
IlluminationChannels IDTrack 40	7
IlluminationChannels IDTrack 41	7
IlluminationChannels IDTrack 42	7
IlluminationChannels IDTrack 43	9
IlluminationChannels IDTrack 44	9
IlluminationChannels IDTrack 45	9
IlluminationChannels IDTrack 46	9
IlluminationChannels IDTrack 47	9
IlluminationChannels IDTrack 48	9
IlluminationChannels IDTrack 49	9
IlluminationChannels IDTrack 5	1
IlluminationChannels IDTrack 50	10
IlluminationChannels IDTrack 51	10
IlluminationChannels IDTrack 52	10
IlluminationChannels IDTrack 53	10
IlluminationChannels IDTrack 54	10
IlluminationChannels IDTrack 55	10
IlluminationChannels IDTrack 56	10
IlluminationChannels IDTrack 57	11
IlluminationChannels IDTrack 58	11
IlluminationChannels IDTrack 59	11
IlluminationChannels IDTrack 6	1
IlluminationChannels IDTrack 60	11
IlluminationChannels IDTrack 61	11
IlluminationChannels IDTrack 62	11
IlluminationChannels IDTrack 63	11
IlluminationChannels IDTrack 64	12
IlluminationChannels IDTrack 65	12
IlluminationChannels IDTrack 66	12
IlluminationChannels IDTrack 67	12
IlluminationChannels IDTrack 68	12
IlluminationChannels IDTrack 69	12
IlluminationChannels IDTrack 7	1
IlluminationChannels IDTrack 70	12
IlluminationChannels IDTrack 71	14
IlluminationChannels IDTrack 72	14
IlluminationChannels IDTrack 73	14
IlluminationChannels IDTrack 74	14
IlluminationChannels IDTrack 75	14
IlluminationChannels IDTrack 76	14
IlluminationChannels IDTrack 77	14
IlluminationChannels IDTrack 78	15
IlluminationChannels IDTrack 79	15
IlluminationChannels IDTrack 8	2
IlluminationChannels IDTrack 80	15
IlluminationChannels IDTrack 81	15
IlluminationChannels IDTrack 82	15
IlluminationChannels IDTrack 83	15
IlluminationChannels IDTrack 84	15
IlluminationChannels IDTrack 85	16
IlluminationChannels IDTrack 86	16
IlluminationChannels IDTrack 87	16
IlluminationChannels IDTrack 88	16
IlluminationChannels IDTrack 89	16
IlluminationChannels IDTrack 9	2
IlluminationChannels IDTrack 90	16
IlluminationChannels IDTrack 91	16
IlluminationChannels IDTrack 92	17
IlluminationChannels IDTrack 93	17
IlluminationChannels IDTrack 94	17
IlluminationChannels IDTrack 95	17
IlluminationChannels IDTrack 96	17
IlluminationChannels IDTrack 97	17
IlluminationChannels IDTrack 98	17
IlluminationChannels IDTrack 99	19
IlluminationChannels Name 1	633
IlluminationChannels Name 10	488
IlluminationChannels Name 100	458
IlluminationChannels Name 101	488
IlluminationChannels Name 102	514
IlluminationChannels Name 103	543
IlluminationChannels Name 104	405
IlluminationChannels Name 105	HAL
IlluminationChannels Name 106	633
IlluminationChannels Name 107	458
IlluminationChannels Name 108	488
IlluminationChannels Name 109	514
IlluminationChannels Name 11	514
IlluminationChannels Name 110	543
IlluminationChannels Name 111	405
IlluminationChannels Name 112	HAL
IlluminationChannels Name 113	633
IlluminationChannels Name 114	458
IlluminationChannels Name 115	488
IlluminationChannels Name 116	514
IlluminationChannels Name 117	543
IlluminationChannels Name 118	405
IlluminationChannels Name 119	HAL
IlluminationChannels Name 12	543
IlluminationChannels Name 120	633
IlluminationChannels Name 121	458
IlluminationChannels Name 122	488
IlluminationChannels Name 123	514
IlluminationChannels Name 124	543
IlluminationChannels Name 125	405
IlluminationChannels Name 126	HAL
IlluminationChannels Name 127	633
IlluminationChannels Name 128	458
IlluminationChannels Name 129	488
IlluminationChannels Name 13	405
IlluminationChannels Name 130	514
IlluminationChannels Name 131	543
IlluminationChannels Name 132	405
IlluminationChannels Name 133	HAL
IlluminationChannels Name 134	633
IlluminationChannels Name 135	458
IlluminationChannels Name 136	488
IlluminationChannels Name 137	514
IlluminationChannels Name 138	543
IlluminationChannels Name 139	405
IlluminationChannels Name 14	HAL
IlluminationChannels Name 140	HAL
IlluminationChannels Name 141	633
IlluminationChannels Name 142	458
IlluminationChannels Name 143	488
IlluminationChannels Name 144	514
IlluminationChannels Name 145	543
IlluminationChannels Name 146	405
IlluminationChannels Name 147	HAL
IlluminationChannels Name 148	633
IlluminationChannels Name 149	458
IlluminationChannels Name 15	633
IlluminationChannels Name 150	488
IlluminationChannels Name 151	514
IlluminationChannels Name 152	543
IlluminationChannels Name 153	405
IlluminationChannels Name 154	HAL
IlluminationChannels Name 155	633
IlluminationChannels Name 156	458
IlluminationChannels Name 157	488
IlluminationChannels Name 158	514
IlluminationChannels Name 159	543
IlluminationChannels Name 16	458
IlluminationChannels Name 160	405
IlluminationChannels Name 161	HAL
IlluminationChannels Name 162	633
IlluminationChannels Name 163	458
IlluminationChannels Name 164	488
IlluminationChannels Name 165	514
IlluminationChannels Name 166	543
IlluminationChannels Name 167	405
IlluminationChannels Name 168	HAL
IlluminationChannels Name 169	633
IlluminationChannels Name 17	488
IlluminationChannels Name 170	458
IlluminationChannels Name 171	488
IlluminationChannels Name 172	514
IlluminationChannels Name 173	543
IlluminationChannels Name 174	405
IlluminationChannels Name 175	HAL
IlluminationChannels Name 176	633
IlluminationChannels Name 177	458
IlluminationChannels Name 178	488
IlluminationChannels Name 179	514
IlluminationChannels Name 18	514
IlluminationChannels Name 180	543
IlluminationChannels Name 181	405
IlluminationChannels Name 182	HAL
IlluminationChannels Name 183	633
IlluminationChannels Name 184	458
IlluminationChannels Name 185	488
IlluminationChannels Name 186	514
IlluminationChannels Name 187	543
IlluminationChannels Name 188	405
IlluminationChannels Name 189	HAL
IlluminationChannels Name 19	543
IlluminationChannels Name 190	633
IlluminationChannels Name 191	458
IlluminationChannels Name 192	488
IlluminationChannels Name 193	514
IlluminationChannels Name 194	543
IlluminationChannels Name 195	405
IlluminationChannels Name 196	HAL
IlluminationChannels Name 197	633
IlluminationChannels Name 198	458
IlluminationChannels Name 199	488
IlluminationChannels Name 2	458
IlluminationChannels Name 20	405
IlluminationChannels Name 200	514
IlluminationChannels Name 201	543
IlluminationChannels Name 202	405
IlluminationChannels Name 203	HAL
IlluminationChannels Name 204	633
IlluminationChannels Name 205	458
IlluminationChannels Name 206	488
IlluminationChannels Name 207	514
IlluminationChannels Name 208	543
IlluminationChannels Name 209	405
IlluminationChannels Name 21	HAL
IlluminationChannels Name 210	HAL
IlluminationChannels Name 211	633
IlluminationChannels Name 212	458
IlluminationChannels Name 213	488
IlluminationChannels Name 214	514
IlluminationChannels Name 215	543
IlluminationChannels Name 216	405
IlluminationChannels Name 217	HAL
IlluminationChannels Name 218	633
IlluminationChannels Name 219	458
IlluminationChannels Name 22	633
IlluminationChannels Name 220	488
IlluminationChannels Name 221	514
IlluminationChannels Name 222	543
IlluminationChannels Name 223	405
IlluminationChannels Name 224	HAL
IlluminationChannels Name 225	633
IlluminationChannels Name 226	458
IlluminationChannels Name 227	488
IlluminationChannels Name 228	514
IlluminationChannels Name 229	543
IlluminationChannels Name 23	458
IlluminationChannels Name 230	405
IlluminationChannels Name 231	HAL
IlluminationChannels Name 232	633
IlluminationChannels Name 233	458
IlluminationChannels Name 234	488
IlluminationChannels Name 235	514
IlluminationChannels Name 236	543
IlluminationChannels Name 237	405
IlluminationChannels Name 238	HAL
IlluminationChannels Name 239	633
IlluminationChannels Name 24	488
IlluminationChannels Name 240	458
IlluminationChannels Name 241	488
IlluminationChannels Name 242	514
IlluminationChannels Name 243	543
IlluminationChannels Name 244	405
IlluminationChannels Name 245	HAL
IlluminationChannels Name 246	633
IlluminationChannels Name 247	458
IlluminationChannels Name 248	488
IlluminationChannels Name 249	514
IlluminationChannels Name 25	514
IlluminationChannels Name 250	543
IlluminationChannels Name 251	405
IlluminationChannels Name 252	HAL
IlluminationChannels Name 253	633
IlluminationChannels Name 254	458
IlluminationChannels Name 255	488
IlluminationChannels Name 256	514
IlluminationChannels Name 257	543
IlluminationChannels Name 258	405
IlluminationChannels Name 259	HAL
IlluminationChannels Name 26	543
IlluminationChannels Name 260	633
IlluminationChannels Name 261	458
IlluminationChannels Name 262	488
IlluminationChannels Name 263	514
IlluminationChannels Name 264	543
IlluminationChannels Name 265	405
IlluminationChannels Name 266	HAL
IlluminationChannels Name 267	633
IlluminationChannels Name 268	458
IlluminationChannels Name 269	488
IlluminationChannels Name 27	405
IlluminationChannels Name 270	514
IlluminationChannels Name 271	543
IlluminationChannels Name 272	405
IlluminationChannels Name 273	HAL
IlluminationChannels Name 274	633
IlluminationChannels Name 275	458
IlluminationChannels Name 276	488
IlluminationChannels Name 277	514
IlluminationChannels Name 278	543
IlluminationChannels Name 279	405
IlluminationChannels Name 28	HAL
IlluminationChannels Name 280	HAL
IlluminationChannels Name 281	633
IlluminationChannels Name 282	458
IlluminationChannels Name 283	488
IlluminationChannels Name 284	514
IlluminationChannels Name 285	543
IlluminationChannels Name 286	405
IlluminationChannels Name 287	HAL
IlluminationChannels Name 288	633
IlluminationChannels Name 289	458
IlluminationChannels Name 29	633
IlluminationChannels Name 290	488
IlluminationChannels Name 291	514
IlluminationChannels Name 292	543
IlluminationChannels Name 293	405
IlluminationChannels Name 294	HAL
IlluminationChannels Name 295	633
IlluminationChannels Name 296	458
IlluminationChannels Name 297	488
IlluminationChannels Name 298	514
IlluminationChannels Name 299	543
IlluminationChannels Name 3	488
IlluminationChannels Name 30	458
IlluminationChannels Name 300	405
IlluminationChannels Name 301	HAL
IlluminationChannels Name 302	633
IlluminationChannels Name 303	458
IlluminationChannels Name 304	488
IlluminationChannels Name 305	514
IlluminationChannels Name 306	543
IlluminationChannels Name 307	405
IlluminationChannels Name 308	HAL
IlluminationChannels Name 309	633
IlluminationChannels Name 31	488
IlluminationChannels Name 310	458
IlluminationChannels Name 311	488
IlluminationChannels Name 312	514
IlluminationChannels Name 313	543
IlluminationChannels Name 314	405
IlluminationChannels Name 315	HAL
IlluminationChannels Name 316	633
IlluminationChannels Name 317	458
IlluminationChannels Name 318	488
IlluminationChannels Name 319	514
IlluminationChannels Name 32	514
IlluminationChannels Name 320	543
IlluminationChannels Name 321	405
IlluminationChannels Name 322	HAL
IlluminationChannels Name 323	633
IlluminationChannels Name 324	458
IlluminationChannels Name 325	488
IlluminationChannels Name 326	514
IlluminationChannels Name 327	543
IlluminationChannels Name 328	405
IlluminationChannels Name 329	HAL
IlluminationChannels Name 33	543
IlluminationChannels Name 330	633
IlluminationChannels Name 331	458
IlluminationChannels Name 332	488
IlluminationChannels Name 333	514
IlluminationChannels Name 334	543
IlluminationChannels Name 335	405
IlluminationChannels Name 336	HAL
IlluminationChannels Name 34	405
IlluminationChannels Name 35	HAL
IlluminationChannels Name 36	633
IlluminationChannels Name 37	458
IlluminationChannels Name 38	488
IlluminationChannels Name 39	514
IlluminationChannels Name 4	514
IlluminationChannels Name 40	543
IlluminationChannels Name 41	405
IlluminationChannels Name 42	HAL
IlluminationChannels Name 43	633
IlluminationChannels Name 44	458
IlluminationChannels Name 45	488
IlluminationChannels Name 46	514
IlluminationChannels Name 47	543
IlluminationChannels Name 48	405
IlluminationChannels Name 49	HAL
IlluminationChannels Name 5	543
IlluminationChannels Name 50	633
IlluminationChannels Name 51	458
IlluminationChannels Name 52	488
IlluminationChannels Name 53	514
IlluminationChannels Name 54	543
IlluminationChannels Name 55	405
IlluminationChannels Name 56	HAL
IlluminationChannels Name 57	633
IlluminationChannels Name 58	458
IlluminationChannels Name 59	488
IlluminationChannels Name 6	405
IlluminationChannels Name 60	514
IlluminationChannels Name 61	543
IlluminationChannels Name 62	405
IlluminationChannels Name 63	HAL
IlluminationChannels Name 64	633
IlluminationChannels Name 65	458
IlluminationChannels Name 66	488
IlluminationChannels Name 67	514
IlluminationChannels Name 68	543
IlluminationChannels Name 69	405
IlluminationChannels Name 7	HAL
IlluminationChannels Name 70	HAL
IlluminationChannels Name 71	633
IlluminationChannels Name 72	458
IlluminationChannels Name 73	488
IlluminationChannels Name 74	514
IlluminationChannels Name 75	543
IlluminationChannels Name 76	405
IlluminationChannels Name 77	HAL
IlluminationChannels Name 78	633
IlluminationChannels Name 79	458
IlluminationChannels Name 8	633
IlluminationChannels Name 80	488
IlluminationChannels Name 81	514
IlluminationChannels Name 82	543
IlluminationChannels Name 83	405
IlluminationChannels Name 84	HAL
IlluminationChannels Name 85	633
IlluminationChannels Name 86	458
IlluminationChannels Name 87	488
IlluminationChannels Name 88	514
IlluminationChannels Name 89	543
IlluminationChannels Name 9	458
IlluminationChannels Name 90	405
IlluminationChannels Name 91	HAL
IlluminationChannels Name 92	633
IlluminationChannels Name 93	458
IlluminationChannels Name 94	488
IlluminationChannels Name 95	514
IlluminationChannels Name 96	543
IlluminationChannels Name 97	405
IlluminationChannels Name 98	HAL
IlluminationChannels Name 99	633
IlluminationChannels Power 1	0.1
IlluminationChannels Power 10	0.1
IlluminationChannels Power 100	0.1
IlluminationChannels Power 101	0.1
IlluminationChannels Power 102	0.1
IlluminationChannels Power 103	4.0
IlluminationChannels Power 104	44.6
IlluminationChannels Power 105	0.0
IlluminationChannels Power 106	0.1
IlluminationChannels Power 107	0.1
IlluminationChannels Power 108	49.5
IlluminationChannels Power 109	0.1
IlluminationChannels Power 11	0.1
IlluminationChannels Power 110	0.1
IlluminationChannels Power 111	0.1
IlluminationChannels Power 112	0.0
IlluminationChannels Power 113	0.1
IlluminationChannels Power 114	0.1
IlluminationChannels Power 115	0.05
IlluminationChannels Power 116	0.1
IlluminationChannels Power 117	97.0
IlluminationChannels Power 118	0.05
IlluminationChannels Power 119	0.0
IlluminationChannels Power 12	0.1
IlluminationChannels Power 120	0.1
IlluminationChannels Power 121	0.1
IlluminationChannels Power 122	0.1
IlluminationChannels Power 123	0.1
IlluminationChannels Power 124	0.1
IlluminationChannels Power 125	0.1
IlluminationChannels Power 126	0.0
IlluminationChannels Power 127	0.1
IlluminationChannels Power 128	0.1
IlluminationChannels Power 129	0.1
IlluminationChannels Power 13	0.1
IlluminationChannels Power 130	0.1
IlluminationChannels Power 131	4.0
IlluminationChannels Power 132	44.6
IlluminationChannels Power 133	0.0
IlluminationChannels Power 134	0.1
IlluminationChannels Power 135	0.1
IlluminationChannels Power 136	49.5
IlluminationChannels Power 137	0.1
IlluminationChannels Power 138	0.1
IlluminationChannels Power 139	0.1
IlluminationChannels Power 14	0.0
IlluminationChannels Power 140	0.0
IlluminationChannels Power 141	0.1
IlluminationChannels Power 142	0.1
IlluminationChannels Power 143	0.05
IlluminationChannels Power 144	0.1
IlluminationChannels Power 145	97.0
IlluminationChannels Power 146	0.05
IlluminationChannels Power 147	0.0
IlluminationChannels Power 148	0.1
IlluminationChannels Power 149	0.1
IlluminationChannels Power 15	0.1
IlluminationChannels Power 150	0.1
IlluminationChannels Power 151	0.1
IlluminationChannels Power 152	0.1
IlluminationChannels Power 153	0.1
IlluminationChannels Power 154	0.0
IlluminationChannels Power 155	0.1
IlluminationChannels Power 156	0.1
IlluminationChannels Power 157	0.1
IlluminationChannels Power 158	0.1
IlluminationChannels Power 159	4.0
IlluminationChannels Power 16	0.1
IlluminationChannels Power 160	44.6
IlluminationChannels Power 161	0.0
IlluminationChannels Power 162	0.1
IlluminationChannels Power 163	0.1
IlluminationChannels Power 164	49.5
IlluminationChannels Power 165	0.1
IlluminationChannels Power 166	0.1
IlluminationChannels Power 167	0.1
IlluminationChannels Power 168	0.0
IlluminationChannels Power 169	0.1
IlluminationChannels Power 17	0.1
IlluminationChannels Power 170	0.1
IlluminationChannels Power 171	0.05
IlluminationChannels Power 172	0.1
IlluminationChannels Power 173	97.0
IlluminationChannels Power 174	0.05
IlluminationChannels Power 175	0.0
IlluminationChannels Power 176	0.1
IlluminationChannels Power 177	0.1
IlluminationChannels Power 178	0.1
IlluminationChannels Power 179	0.1
IlluminationChannels Power 18	0.1
IlluminationChannels Power 180	0.1
IlluminationChannels Power 181	0.1
IlluminationChannels Power 182	0.0
IlluminationChannels Power 183	0.1
IlluminationChannels Power 184	0.1
IlluminationChannels Power 185	0.1
IlluminationChannels Power 186	0.1
IlluminationChannels Power 187	4.0
IlluminationChannels Power 188	44.6
IlluminationChannels Power 189	0.0
IlluminationChannels Power 19	4.0
IlluminationChannels Power 190	0.1
IlluminationChannels Power 191	0.1
IlluminationChannels Power 192	49.5
IlluminationChannels Power 193	0.1
IlluminationChannels Power 194	0.1
IlluminationChannels Power 195	0.1
IlluminationChannels Power 196	0.0
IlluminationChannels Power 197	0.1
IlluminationChannels Power 198	0.1
IlluminationChannels Power 199	0.05
IlluminationChannels Power 2	0.1
IlluminationChannels Power 20	44.6
IlluminationChannels Power 200	0.1
IlluminationChannels Power 201	97.0
IlluminationChannels Power 202	0.05
IlluminationChannels Power 203	0.0
IlluminationChannels Power 204	0.1
IlluminationChannels Power 205	0.1
IlluminationChannels Power 206	0.1
IlluminationChannels Power 207	0.1
IlluminationChannels Power 208	0.1
IlluminationChannels Power 209	0.1
IlluminationChannels Power 21	0.0
IlluminationChannels Power 210	0.0
IlluminationChannels Power 211	0.1
IlluminationChannels Power 212	0.1
IlluminationChannels Power 213	0.1
IlluminationChannels Power 214	0.1
IlluminationChannels Power 215	4.0
IlluminationChannels Power 216	44.6
IlluminationChannels Power 217	0.0
IlluminationChannels Power 218	0.1
IlluminationChannels Power 219	0.1
IlluminationChannels Power 22	0.1
IlluminationChannels Power 220	49.5
IlluminationChannels Power 221	0.1
IlluminationChannels Power 222	0.1
IlluminationChannels Power 223	0.1
IlluminationChannels Power 224	0.0
IlluminationChannels Power 225	0.1
IlluminationChannels Power 226	0.1
IlluminationChannels Power 227	0.05
IlluminationChannels Power 228	0.1
IlluminationChannels Power 229	97.0
IlluminationChannels Power 23	0.1
IlluminationChannels Power 230	0.05
IlluminationChannels Power 231	0.0
IlluminationChannels Power 232	0.1
IlluminationChannels Power 233	0.1
IlluminationChannels Power 234	0.1
IlluminationChannels Power 235	0.1
IlluminationChannels Power 236	0.1
IlluminationChannels Power 237	0.1
IlluminationChannels Power 238	0.0
IlluminationChannels Power 239	0.1
IlluminationChannels Power 24	49.5
IlluminationChannels Power 240	0.1
IlluminationChannels Power 241	0.1
IlluminationChannels Power 242	0.1
IlluminationChannels Power 243	4.0
IlluminationChannels Power 244	44.6
IlluminationChannels Power 245	0.0
IlluminationChannels Power 246	0.1
IlluminationChannels Power 247	0.1
IlluminationChannels Power 248	49.5
IlluminationChannels Power 249	0.1
IlluminationChannels Power 25	0.1
IlluminationChannels Power 250	0.1
IlluminationChannels Power 251	0.1
IlluminationChannels Power 252	0.0
IlluminationChannels Power 253	0.1
IlluminationChannels Power 254	0.1
IlluminationChannels Power 255	0.05
IlluminationChannels Power 256	0.1
IlluminationChannels Power 257	97.0
IlluminationChannels Power 258	0.05
IlluminationChannels Power 259	0.0
IlluminationChannels Power 26	0.1
IlluminationChannels Power 260	0.1
IlluminationChannels Power 261	0.1
IlluminationChannels Power 262	0.1
IlluminationChannels Power 263	0.1
IlluminationChannels Power 264	0.1
IlluminationChannels Power 265	0.1
IlluminationChannels Power 266	0.0
IlluminationChannels Power 267	0.1
IlluminationChannels Power 268	0.1
IlluminationChannels Power 269	0.1
IlluminationChannels Power 27	0.1
IlluminationChannels Power 270	0.1
IlluminationChannels Power 271	4.0
IlluminationChannels Power 272	44.6
IlluminationChannels Power 273	0.0
IlluminationChannels Power 274	0.1
IlluminationChannels Power 275	0.1
IlluminationChannels Power 276	49.5
IlluminationChannels Power 277	0.1
IlluminationChannels Power 278	0.1
IlluminationChannels Power 279	0.1
IlluminationChannels Power 28	0.0
IlluminationChannels Power 280	0.0
IlluminationChannels Power 281	0.1
IlluminationChannels Power 282	0.1
IlluminationChannels Power 283	0.05
IlluminationChannels Power 284	0.1
IlluminationChannels Power 285	97.0
IlluminationChannels Power 286	0.05
IlluminationChannels Power 287	0.0
IlluminationChannels Power 288	0.1
IlluminationChannels Power 289	0.1
IlluminationChannels Power 29	0.1
IlluminationChannels Power 290	0.1
IlluminationChannels Power 291	0.1
IlluminationChannels Power 292	0.1
IlluminationChannels Power 293	0.1
IlluminationChannels Power 294	0.0
IlluminationChannels Power 295	0.1
IlluminationChannels Power 296	0.1
IlluminationChannels Power 297	0.1
IlluminationChannels Power 298	0.1
IlluminationChannels Power 299	4.0
IlluminationChannels Power 3	0.05
IlluminationChannels Power 30	0.1
IlluminationChannels Power 300	44.6
IlluminationChannels Power 301	0.0
IlluminationChannels Power 302	0.1
IlluminationChannels Power 303	0.1
IlluminationChannels Power 304	49.5
IlluminationChannels Power 305	0.1
IlluminationChannels Power 306	0.1
IlluminationChannels Power 307	0.1
IlluminationChannels Power 308	0.0
IlluminationChannels Power 309	0.1
IlluminationChannels Power 31	0.05
IlluminationChannels Power 310	0.1
IlluminationChannels Power 311	0.05
IlluminationChannels Power 312	0.1
IlluminationChannels Power 313	97.0
IlluminationChannels Power 314	0.05
IlluminationChannels Power 315	0.0
IlluminationChannels Power 316	0.1
IlluminationChannels Power 317	0.1
IlluminationChannels Power 318	0.1
IlluminationChannels Power 319	0.1
IlluminationChannels Power 32	0.1
IlluminationChannels Power 320	0.1
IlluminationChannels Power 321	0.1
IlluminationChannels Power 322	0.0
IlluminationChannels Power 323	0.1
IlluminationChannels Power 324	0.1
IlluminationChannels Power 325	0.1
IlluminationChannels Power 326	0.1
IlluminationChannels Power 327	4.0
IlluminationChannels Power 328	44.6
IlluminationChannels Power 329	0.0
IlluminationChannels Power 33	97.0
IlluminationChannels Power 330	0.1
IlluminationChannels Power 331	0.1
IlluminationChannels Power 332	49.5
IlluminationChannels Power 333	0.1
IlluminationChannels Power 334	0.1
IlluminationChannels Power 335	0.1
IlluminationChannels Power 336	0.0
IlluminationChannels Power 34	0.05
IlluminationChannels Power 35	0.0
IlluminationChannels Power 36	0.1
IlluminationChannels Power 37	0.1
IlluminationChannels Power 38	0.1
IlluminationChannels Power 39	0.1
IlluminationChannels Power 4	0.1
IlluminationChannels Power 40	0.1
IlluminationChannels Power 41	0.1
IlluminationChannels Power 42	0.0
IlluminationChannels Power 43	0.1
IlluminationChannels Power 44	0.1
IlluminationChannels Power 45	0.1
IlluminationChannels Power 46	0.1
IlluminationChannels Power 47	4.0
IlluminationChannels Power 48	44.6
IlluminationChannels Power 49	0.0
IlluminationChannels Power 5	97.0
IlluminationChannels Power 50	0.1
IlluminationChannels Power 51	0.1
IlluminationChannels Power 52	49.5
IlluminationChannels Power 53	0.1
IlluminationChannels Power 54	0.1
IlluminationChannels Power 55	0.1
IlluminationChannels Power 56	0.0
IlluminationChannels Power 57	0.1
IlluminationChannels Power 58	0.1
IlluminationChannels Power 59	0.05
IlluminationChannels Power 6	0.05
IlluminationChannels Power 60	0.1
IlluminationChannels Power 61	97.0
IlluminationChannels Power 62	0.05
IlluminationChannels Power 63	0.0
IlluminationChannels Power 64	0.1
IlluminationChannels Power 65	0.1
IlluminationChannels Power 66	0.1
IlluminationChannels Power 67	0.1
IlluminationChannels Power 68	0.1
IlluminationChannels Power 69	0.1
IlluminationChannels Power 7	0.0
IlluminationChannels Power 70	0.0
IlluminationChannels Power 71	0.1
IlluminationChannels Power 72	0.1
IlluminationChannels Power 73	0.1
IlluminationChannels Power 74	0.1
IlluminationChannels Power 75	4.0
IlluminationChannels Power 76	44.6
IlluminationChannels Power 77	0.0
IlluminationChannels Power 78	0.1
IlluminationChannels Power 79	0.1
IlluminationChannels Power 8	0.1
IlluminationChannels Power 80	49.5
IlluminationChannels Power 81	0.1
IlluminationChannels Power 82	0.1
IlluminationChannels Power 83	0.1
IlluminationChannels Power 84	0.0
IlluminationChannels Power 85	0.1
IlluminationChannels Power 86	0.1
IlluminationChannels Power 87	0.05
IlluminationChannels Power 88	0.1
IlluminationChannels Power 89	97.0
IlluminationChannels Power 9	0.1
IlluminationChannels Power 90	0.05
IlluminationChannels Power 91	0.0
IlluminationChannels Power 92	0.1
IlluminationChannels Power 93	0.1
IlluminationChannels Power 94	0.1
IlluminationChannels Power 95	0.1
IlluminationChannels Power 96	0.1
IlluminationChannels Power 97	0.1
IlluminationChannels Power 98	0.0
IlluminationChannels Power 99	0.1
IlluminationChannels PowerFirstImage 1	0.1
IlluminationChannels PowerFirstImage 10	0.1
IlluminationChannels PowerFirstImage 100	0.1
IlluminationChannels PowerFirstImage 101	0.1
IlluminationChannels PowerFirstImage 102	0.1
IlluminationChannels PowerFirstImage 103	0.1
IlluminationChannels PowerFirstImage 104	0.1
IlluminationChannels PowerFirstImage 105	0.0
IlluminationChannels PowerFirstImage 106	0.1
IlluminationChannels PowerFirstImage 107	0.1
IlluminationChannels PowerFirstImage 108	0.1
IlluminationChannels PowerFirstImage 109	0.1
IlluminationChannels PowerFirstImage 11	0.1
IlluminationChannels PowerFirstImage 110	0.1
IlluminationChannels PowerFirstImage 111	0.1
IlluminationChannels PowerFirstImage 112	0.0
IlluminationChannels PowerFirstImage 113	0.1
IlluminationChannels PowerFirstImage 114	0.1
IlluminationChannels PowerFirstImage 115	0.1
IlluminationChannels PowerFirstImage 116	0.1
IlluminationChannels PowerFirstImage 117	0.1
IlluminationChannels PowerFirstImage 118	0.1
IlluminationChannels PowerFirstImage 119	0.0
IlluminationChannels PowerFirstImage 12	0.1
IlluminationChannels PowerFirstImage 120	0.1
IlluminationChannels PowerFirstImage 121	0.1
IlluminationChannels PowerFirstImage 122	0.1
IlluminationChannels PowerFirstImage 123	0.1
IlluminationChannels PowerFirstImage 124	0.1
IlluminationChannels PowerFirstImage 125	0.1
IlluminationChannels PowerFirstImage 126	0.0
IlluminationChannels PowerFirstImage 127	0.1
IlluminationChannels PowerFirstImage 128	0.1
IlluminationChannels PowerFirstImage 129	0.1
IlluminationChannels PowerFirstImage 13	0.1
IlluminationChannels PowerFirstImage 130	0.1
IlluminationChannels PowerFirstImage 131	0.1
IlluminationChannels PowerFirstImage 132	0.1
IlluminationChannels PowerFirstImage 133	0.0
IlluminationChannels PowerFirstImage 134	0.1
IlluminationChannels PowerFirstImage 135	0.1
IlluminationChannels PowerFirstImage 136	0.1
IlluminationChannels PowerFirstImage 137	0.1
IlluminationChannels PowerFirstImage 138	0.1
IlluminationChannels PowerFirstImage 139	0.1
IlluminationChannels PowerFirstImage 14	0.0
IlluminationChannels PowerFirstImage 140	0.0
IlluminationChannels PowerFirstImage 141	0.1
IlluminationChannels PowerFirstImage 142	0.1
IlluminationChannels PowerFirstImage 143	0.1
IlluminationChannels PowerFirstImage 144	0.1
IlluminationChannels PowerFirstImage 145	0.1
IlluminationChannels PowerFirstImage 146	0.1
IlluminationChannels PowerFirstImage 147	0.0
IlluminationChannels PowerFirstImage 148	0.1
IlluminationChannels PowerFirstImage 149	0.1
IlluminationChannels PowerFirstImage 15	0.1
IlluminationChannels PowerFirstImage 150	0.1
IlluminationChannels PowerFirstImage 151	0.1
IlluminationChannels PowerFirstImage 152	0.1
IlluminationChannels PowerFirstImage 153	0.1
IlluminationChannels PowerFirstImage 154	0.0
IlluminationChannels PowerFirstImage 155	0.1
IlluminationChannels PowerFirstImage 156	0.1
IlluminationChannels PowerFirstImage 157	0.1
IlluminationChannels PowerFirstImage 158	0.1
IlluminationChannels PowerFirstImage 159	0.1
IlluminationChannels PowerFirstImage 16	0.1
IlluminationChannels PowerFirstImage 160	0.1
IlluminationChannels PowerFirstImage 161	0.0
IlluminationChannels PowerFirstImage 162	0.1
IlluminationChannels PowerFirstImage 163	0.1
IlluminationChannels PowerFirstImage 164	0.1
IlluminationChannels PowerFirstImage 165	0.1
IlluminationChannels PowerFirstImage 166	0.1
IlluminationChannels PowerFirstImage 167	0.1
IlluminationChannels PowerFirstImage 168	0.0
IlluminationChannels PowerFirstImage 169	0.1
IlluminationChannels PowerFirstImage 17	0.1
IlluminationChannels PowerFirstImage 170	0.1
IlluminationChannels PowerFirstImage 171	0.1
IlluminationChannels PowerFirstImage 172	0.1
IlluminationChannels PowerFirstImage 173	0.1
IlluminationChannels PowerFirstImage 174	0.1
IlluminationChannels PowerFirstImage 175	0.0
IlluminationChannels PowerFirstImage 176	0.1
IlluminationChannels PowerFirstImage 177	0.1
IlluminationChannels PowerFirstImage 178	0.1
IlluminationChannels PowerFirstImage 179	0.1
IlluminationChannels PowerFirstImage 18	0.1
IlluminationChannels PowerFirstImage 180	0.1
IlluminationChannels PowerFirstImage 181	0.1
IlluminationChannels PowerFirstImage 182	0.0
IlluminationChannels PowerFirstImage 183	0.1
IlluminationChannels PowerFirstImage 184	0.1
IlluminationChannels PowerFirstImage 185	0.1
IlluminationChannels PowerFirstImage 186	0.1
IlluminationChannels PowerFirstImage 187	0.1
IlluminationChannels PowerFirstImage 188	0.1
IlluminationChannels PowerFirstImage 189	0.0
IlluminationChannels PowerFirstImage 19	0.1
IlluminationChannels PowerFirstImage 190	0.1
IlluminationChannels PowerFirstImage 191	0.1
IlluminationChannels PowerFirstImage 192	0.1
IlluminationChannels PowerFirstImage 193	0.1
IlluminationChannels PowerFirstImage 194	0.1
IlluminationChannels PowerFirstImage 195	0.1
IlluminationChannels PowerFirstImage 196	0.0
IlluminationChannels PowerFirstImage 197	0.1
IlluminationChannels PowerFirstImage 198	0.1
IlluminationChannels PowerFirstImage 199	0.1
IlluminationChannels PowerFirstImage 2	0.1
IlluminationChannels PowerFirstImage 20	0.1
IlluminationChannels PowerFirstImage 200	0.1
IlluminationChannels PowerFirstImage 201	0.1
IlluminationChannels PowerFirstImage 202	0.1
IlluminationChannels PowerFirstImage 203	0.0
IlluminationChannels PowerFirstImage 204	0.1
IlluminationChannels PowerFirstImage 205	0.1
IlluminationChannels PowerFirstImage 206	0.1
IlluminationChannels PowerFirstImage 207	0.1
IlluminationChannels PowerFirstImage 208	0.1
IlluminationChannels PowerFirstImage 209	0.1
IlluminationChannels PowerFirstImage 21	0.0
IlluminationChannels PowerFirstImage 210	0.0
IlluminationChannels PowerFirstImage 211	0.1
IlluminationChannels PowerFirstImage 212	0.1
IlluminationChannels PowerFirstImage 213	0.1
IlluminationChannels PowerFirstImage 214	0.1
IlluminationChannels PowerFirstImage 215	0.1
IlluminationChannels PowerFirstImage 216	0.1
IlluminationChannels PowerFirstImage 217	0.0
IlluminationChannels PowerFirstImage 218	0.1
IlluminationChannels PowerFirstImage 219	0.1
IlluminationChannels PowerFirstImage 22	0.1
IlluminationChannels PowerFirstImage 220	0.1
IlluminationChannels PowerFirstImage 221	0.1
IlluminationChannels PowerFirstImage 222	0.1
IlluminationChannels PowerFirstImage 223	0.1
IlluminationChannels PowerFirstImage 224	0.0
IlluminationChannels PowerFirstImage 225	0.1
IlluminationChannels PowerFirstImage 226	0.1
IlluminationChannels PowerFirstImage 227	0.1
IlluminationChannels PowerFirstImage 228	0.1
IlluminationChannels PowerFirstImage 229	0.1
IlluminationChannels PowerFirstImage 23	0.1
IlluminationChannels PowerFirstImage 230	0.1
IlluminationChannels PowerFirstImage 231	0.0
IlluminationChannels PowerFirstImage 232	0.1
IlluminationChannels PowerFirstImage 233	0.1
IlluminationChannels PowerFirstImage 234	0.1
IlluminationChannels PowerFirstImage 235	0.1
IlluminationChannels PowerFirstImage 236	0.1
IlluminationChannels PowerFirstImage 237	0.1
IlluminationChannels PowerFirstImage 238	0.0
IlluminationChannels PowerFirstImage 239	0.1
IlluminationChannels PowerFirstImage 24	0.1
IlluminationChannels PowerFirstImage 240	0.1
IlluminationChannels PowerFirstImage 241	0.1
IlluminationChannels PowerFirstImage 242	0.1
IlluminationChannels PowerFirstImage 243	0.1
IlluminationChannels PowerFirstImage 244	0.1
IlluminationChannels PowerFirstImage 245	0.0
IlluminationChannels PowerFirstImage 246	0.1
IlluminationChannels PowerFirstImage 247	0.1
IlluminationChannels PowerFirstImage 248	0.1
IlluminationChannels PowerFirstImage 249	0.1
IlluminationChannels PowerFirstImage 25	0.1
IlluminationChannels PowerFirstImage 250	0.1
IlluminationChannels PowerFirstImage 251	0.1
IlluminationChannels PowerFirstImage 252	0.0
IlluminationChannels PowerFirstImage 253	0.1
IlluminationChannels PowerFirstImage 254	0.1
IlluminationChannels PowerFirstImage 255	0.1
IlluminationChannels PowerFirstImage 256	0.1
IlluminationChannels PowerFirstImage 257	0.1
IlluminationChannels PowerFirstImage 258	0.1
IlluminationChannels PowerFirstImage 259	0.0
IlluminationChannels PowerFirstImage 26	0.1
IlluminationChannels PowerFirstImage 260	0.1
IlluminationChannels PowerFirstImage 261	0.1
IlluminationChannels PowerFirstImage 262	0.1
IlluminationChannels PowerFirstImage 263	0.1
IlluminationChannels PowerFirstImage 264	0.1
IlluminationChannels PowerFirstImage 265	0.1
IlluminationChannels PowerFirstImage 266	0.0
IlluminationChannels PowerFirstImage 267	0.1
IlluminationChannels PowerFirstImage 268	0.1
IlluminationChannels PowerFirstImage 269	0.1
IlluminationChannels PowerFirstImage 27	0.1
IlluminationChannels PowerFirstImage 270	0.1
IlluminationChannels PowerFirstImage 271	0.1
IlluminationChannels PowerFirstImage 272	0.1
IlluminationChannels PowerFirstImage 273	0.0
IlluminationChannels PowerFirstImage 274	0.1
IlluminationChannels PowerFirstImage 275	0.1
IlluminationChannels PowerFirstImage 276	0.1
IlluminationChannels PowerFirstImage 277	0.1
IlluminationChannels PowerFirstImage 278	0.1
IlluminationChannels PowerFirstImage 279	0.1
IlluminationChannels PowerFirstImage 28	0.0
IlluminationChannels PowerFirstImage 280	0.0
IlluminationChannels PowerFirstImage 281	0.1
IlluminationChannels PowerFirstImage 282	0.1
IlluminationChannels PowerFirstImage 283	0.1
IlluminationChannels PowerFirstImage 284	0.1
IlluminationChannels PowerFirstImage 285	0.1
IlluminationChannels PowerFirstImage 286	0.1
IlluminationChannels PowerFirstImage 287	0.0
IlluminationChannels PowerFirstImage 288	0.1
IlluminationChannels PowerFirstImage 289	0.1
IlluminationChannels PowerFirstImage 29	0.1
IlluminationChannels PowerFirstImage 290	0.1
IlluminationChannels PowerFirstImage 291	0.1
IlluminationChannels PowerFirstImage 292	0.1
IlluminationChannels PowerFirstImage 293	0.1
IlluminationChannels PowerFirstImage 294	0.0
IlluminationChannels PowerFirstImage 295	0.1
IlluminationChannels PowerFirstImage 296	0.1
IlluminationChannels PowerFirstImage 297	0.1
IlluminationChannels PowerFirstImage 298	0.1
IlluminationChannels PowerFirstImage 299	0.1
IlluminationChannels PowerFirstImage 3	0.1
IlluminationChannels PowerFirstImage 30	0.1
IlluminationChannels PowerFirstImage 300	0.1
IlluminationChannels PowerFirstImage 301	0.0
IlluminationChannels PowerFirstImage 302	0.1
IlluminationChannels PowerFirstImage 303	0.1
IlluminationChannels PowerFirstImage 304	0.1
IlluminationChannels PowerFirstImage 305	0.1
IlluminationChannels PowerFirstImage 306	0.1
IlluminationChannels PowerFirstImage 307	0.1
IlluminationChannels PowerFirstImage 308	0.0
IlluminationChannels PowerFirstImage 309	0.1
IlluminationChannels PowerFirstImage 31	0.1
IlluminationChannels PowerFirstImage 310	0.1
IlluminationChannels PowerFirstImage 311	0.1
IlluminationChannels PowerFirstImage 312	0.1
IlluminationChannels PowerFirstImage 313	0.1
IlluminationChannels PowerFirstImage 314	0.1
IlluminationChannels PowerFirstImage 315	0.0
IlluminationChannels PowerFirstImage 316	0.1
IlluminationChannels PowerFirstImage 317	0.1
IlluminationChannels PowerFirstImage 318	0.1
IlluminationChannels PowerFirstImage 319	0.1
IlluminationChannels PowerFirstImage 32	0.1
IlluminationChannels PowerFirstImage 320	0.1
IlluminationChannels PowerFirstImage 321	0.1
IlluminationChannels PowerFirstImage 322	0.0
IlluminationChannels PowerFirstImage 323	0.1
IlluminationChannels PowerFirstImage 324	0.1
IlluminationChannels PowerFirstImage 325	0.1
IlluminationChannels PowerFirstImage 326	0.1
IlluminationChannels PowerFirstImage 327	0.1
IlluminationChannels PowerFirstImage 328	0.1
IlluminationChannels PowerFirstImage 329	0.0
IlluminationChannels PowerFirstImage 33	0.1
IlluminationChannels PowerFirstImage 330	0.1
IlluminationChannels PowerFirstImage 331	0.1
IlluminationChannels PowerFirstImage 332	0.1
IlluminationChannels PowerFirstImage 333	0.1
IlluminationChannels PowerFirstImage 334	0.1
IlluminationChannels PowerFirstImage 335	0.1
IlluminationChannels PowerFirstImage 336	0.0
IlluminationChannels PowerFirstImage 34	0.1
IlluminationChannels PowerFirstImage 35	0.0
IlluminationChannels PowerFirstImage 36	0.1
IlluminationChannels PowerFirstImage 37	0.1
IlluminationChannels PowerFirstImage 38	0.1
IlluminationChannels PowerFirstImage 39	0.1
IlluminationChannels PowerFirstImage 4	0.1
IlluminationChannels PowerFirstImage 40	0.1
IlluminationChannels PowerFirstImage 41	0.1
IlluminationChannels PowerFirstImage 42	0.0
IlluminationChannels PowerFirstImage 43	0.1
IlluminationChannels PowerFirstImage 44	0.1
IlluminationChannels PowerFirstImage 45	0.1
IlluminationChannels PowerFirstImage 46	0.1
IlluminationChannels PowerFirstImage 47	0.1
IlluminationChannels PowerFirstImage 48	0.1
IlluminationChannels PowerFirstImage 49	0.0
IlluminationChannels PowerFirstImage 5	0.1
IlluminationChannels PowerFirstImage 50	0.1
IlluminationChannels PowerFirstImage 51	0.1
IlluminationChannels PowerFirstImage 52	0.1
IlluminationChannels PowerFirstImage 53	0.1
IlluminationChannels PowerFirstImage 54	0.1
IlluminationChannels PowerFirstImage 55	0.1
IlluminationChannels PowerFirstImage 56	0.0
IlluminationChannels PowerFirstImage 57	0.1
IlluminationChannels PowerFirstImage 58	0.1
IlluminationChannels PowerFirstImage 59	0.1
IlluminationChannels PowerFirstImage 6	0.1
IlluminationChannels PowerFirstImage 60	0.1
IlluminationChannels PowerFirstImage 61	0.1
IlluminationChannels PowerFirstImage 62	0.1
IlluminationChannels PowerFirstImage 63	0.0
IlluminationChannels PowerFirstImage 64	0.1
IlluminationChannels PowerFirstImage 65	0.1
IlluminationChannels PowerFirstImage 66	0.1
IlluminationChannels PowerFirstImage 67	0.1
IlluminationChannels PowerFirstImage 68	0.1
IlluminationChannels PowerFirstImage 69	0.1
IlluminationChannels PowerFirstImage 7	0.0
IlluminationChannels PowerFirstImage 70	0.0
IlluminationChannels PowerFirstImage 71	0.1
IlluminationChannels PowerFirstImage 72	0.1
IlluminationChannels PowerFirstImage 73	0.1
IlluminationChannels PowerFirstImage 74	0.1
IlluminationChannels PowerFirstImage 75	0.1
IlluminationChannels PowerFirstImage 76	0.1
IlluminationChannels PowerFirstImage 77	0.0
IlluminationChannels PowerFirstImage 78	0.1
IlluminationChannels PowerFirstImage 79	0.1
IlluminationChannels PowerFirstImage 8	0.1
IlluminationChannels PowerFirstImage 80	0.1
IlluminationChannels PowerFirstImage 81	0.1
IlluminationChannels PowerFirstImage 82	0.1
IlluminationChannels PowerFirstImage 83	0.1
IlluminationChannels PowerFirstImage 84	0.0
IlluminationChannels PowerFirstImage 85	0.1
IlluminationChannels PowerFirstImage 86	0.1
IlluminationChannels PowerFirstImage 87	0.1
IlluminationChannels PowerFirstImage 88	0.1
IlluminationChannels PowerFirstImage 89	0.1
IlluminationChannels PowerFirstImage 9	0.1
IlluminationChannels PowerFirstImage 90	0.1
IlluminationChannels PowerFirstImage 91	0.0
IlluminationChannels PowerFirstImage 92	0.1
IlluminationChannels PowerFirstImage 93	0.1
IlluminationChannels PowerFirstImage 94	0.1
IlluminationChannels PowerFirstImage 95	0.1
IlluminationChannels PowerFirstImage 96	0.1
IlluminationChannels PowerFirstImage 97	0.1
IlluminationChannels PowerFirstImage 98	0.0
IlluminationChannels PowerFirstImage 99	0.1
IlluminationChannels PowerLastImage 1	0.1
IlluminationChannels PowerLastImage 10	0.1
IlluminationChannels PowerLastImage 100	0.1
IlluminationChannels PowerLastImage 101	0.1
IlluminationChannels PowerLastImage 102	0.1
IlluminationChannels PowerLastImage 103	0.1
IlluminationChannels PowerLastImage 104	0.1
IlluminationChannels PowerLastImage 105	0.0
IlluminationChannels PowerLastImage 106	0.1
IlluminationChannels PowerLastImage 107	0.1
IlluminationChannels PowerLastImage 108	0.1
IlluminationChannels PowerLastImage 109	0.1
IlluminationChannels PowerLastImage 11	0.1
IlluminationChannels PowerLastImage 110	0.1
IlluminationChannels PowerLastImage 111	0.1
IlluminationChannels PowerLastImage 112	0.0
IlluminationChannels PowerLastImage 113	0.1
IlluminationChannels PowerLastImage 114	0.1
IlluminationChannels PowerLastImage 115	0.1
IlluminationChannels PowerLastImage 116	0.1
IlluminationChannels PowerLastImage 117	0.1
IlluminationChannels PowerLastImage 118	0.1
IlluminationChannels PowerLastImage 119	0.0
IlluminationChannels PowerLastImage 12	0.1
IlluminationChannels PowerLastImage 120	0.1
IlluminationChannels PowerLastImage 121	0.1
IlluminationChannels PowerLastImage 122	0.1
IlluminationChannels PowerLastImage 123	0.1
IlluminationChannels PowerLastImage 124	0.1
IlluminationChannels PowerLastImage 125	0.1
IlluminationChannels PowerLastImage 126	0.0
IlluminationChannels PowerLastImage 127	0.1
IlluminationChannels PowerLastImage 128	0.1
IlluminationChannels PowerLastImage 129	0.1
IlluminationChannels PowerLastImage 13	0.1
IlluminationChannels PowerLastImage 130	0.1
IlluminationChannels PowerLastImage 131	0.1
IlluminationChannels PowerLastImage 132	0.1
IlluminationChannels PowerLastImage 133	0.0
IlluminationChannels PowerLastImage 134	0.1
IlluminationChannels PowerLastImage 135	0.1
IlluminationChannels PowerLastImage 136	0.1
IlluminationChannels PowerLastImage 137	0.1
IlluminationChannels PowerLastImage 138	0.1
IlluminationChannels PowerLastImage 139	0.1
IlluminationChannels PowerLastImage 14	0.0
IlluminationChannels PowerLastImage 140	0.0
IlluminationChannels PowerLastImage 141	0.1
IlluminationChannels PowerLastImage 142	0.1
IlluminationChannels PowerLastImage 143	0.1
IlluminationChannels PowerLastImage 144	0.1
IlluminationChannels PowerLastImage 145	0.1
IlluminationChannels PowerLastImage 146	0.1
IlluminationChannels PowerLastImage 147	0.0
IlluminationChannels PowerLastImage 148	0.1
IlluminationChannels PowerLastImage 149	0.1
IlluminationChannels PowerLastImage 15	0.1
IlluminationChannels PowerLastImage 150	0.1
IlluminationChannels PowerLastImage 151	0.1
IlluminationChannels PowerLastImage 152	0.1
IlluminationChannels PowerLastImage 153	0.1
IlluminationChannels PowerLastImage 154	0.0
IlluminationChannels PowerLastImage 155	0.1
IlluminationChannels PowerLastImage 156	0.1
IlluminationChannels PowerLastImage 157	0.1
IlluminationChannels PowerLastImage 158	0.1
IlluminationChannels PowerLastImage 159	0.1
IlluminationChannels PowerLastImage 16	0.1
IlluminationChannels PowerLastImage 160	0.1
IlluminationChannels PowerLastImage 161	0.0
IlluminationChannels PowerLastImage 162	0.1
IlluminationChannels PowerLastImage 163	0.1
IlluminationChannels PowerLastImage 164	0.1
IlluminationChannels PowerLastImage 165	0.1
IlluminationChannels PowerLastImage 166	0.1
IlluminationChannels PowerLastImage 167	0.1
IlluminationChannels PowerLastImage 168	0.0
IlluminationChannels PowerLastImage 169	0.1
IlluminationChannels PowerLastImage 17	0.1
IlluminationChannels PowerLastImage 170	0.1
IlluminationChannels PowerLastImage 171	0.1
IlluminationChannels PowerLastImage 172	0.1
IlluminationChannels PowerLastImage 173	0.1
IlluminationChannels PowerLastImage 174	0.1
IlluminationChannels PowerLastImage 175	0.0
IlluminationChannels PowerLastImage 176	0.1
IlluminationChannels PowerLastImage 177	0.1
IlluminationChannels PowerLastImage 178	0.1
IlluminationChannels PowerLastImage 179	0.1
IlluminationChannels PowerLastImage 18	0.1
IlluminationChannels PowerLastImage 180	0.1
IlluminationChannels PowerLastImage 181	0.1
IlluminationChannels PowerLastImage 182	0.0
IlluminationChannels PowerLastImage 183	0.1
IlluminationChannels PowerLastImage 184	0.1
IlluminationChannels PowerLastImage 185	0.1
IlluminationChannels PowerLastImage 186	0.1
IlluminationChannels PowerLastImage 187	0.1
IlluminationChannels PowerLastImage 188	0.1
IlluminationChannels PowerLastImage 189	0.0
IlluminationChannels PowerLastImage 19	0.1
IlluminationChannels PowerLastImage 190	0.1
IlluminationChannels PowerLastImage 191	0.1
IlluminationChannels PowerLastImage 192	0.1
IlluminationChannels PowerLastImage 193	0.1
IlluminationChannels PowerLastImage 194	0.1
IlluminationChannels PowerLastImage 195	0.1
IlluminationChannels PowerLastImage 196	0.0
IlluminationChannels PowerLastImage 197	0.1
IlluminationChannels PowerLastImage 198	0.1
IlluminationChannels PowerLastImage 199	0.1
IlluminationChannels PowerLastImage 2	0.1
IlluminationChannels PowerLastImage 20	0.1
IlluminationChannels PowerLastImage 200	0.1
IlluminationChannels PowerLastImage 201	0.1
IlluminationChannels PowerLastImage 202	0.1
IlluminationChannels PowerLastImage 203	0.0
IlluminationChannels PowerLastImage 204	0.1
IlluminationChannels PowerLastImage 205	0.1
IlluminationChannels PowerLastImage 206	0.1
IlluminationChannels PowerLastImage 207	0.1
IlluminationChannels PowerLastImage 208	0.1
IlluminationChannels PowerLastImage 209	0.1
IlluminationChannels PowerLastImage 21	0.0
IlluminationChannels PowerLastImage 210	0.0
IlluminationChannels PowerLastImage 211	0.1
IlluminationChannels PowerLastImage 212	0.1
IlluminationChannels PowerLastImage 213	0.1
IlluminationChannels PowerLastImage 214	0.1
IlluminationChannels PowerLastImage 215	0.1
IlluminationChannels PowerLastImage 216	0.1
IlluminationChannels PowerLastImage 217	0.0
IlluminationChannels PowerLastImage 218	0.1
IlluminationChannels PowerLastImage 219	0.1
IlluminationChannels PowerLastImage 22	0.1
IlluminationChannels PowerLastImage 220	0.1
IlluminationChannels PowerLastImage 221	0.1
IlluminationChannels PowerLastImage 222	0.1
IlluminationChannels PowerLastImage 223	0.1
IlluminationChannels PowerLastImage 224	0.0
IlluminationChannels PowerLastImage 225	0.1
IlluminationChannels PowerLastImage 226	0.1
IlluminationChannels PowerLastImage 227	0.1
IlluminationChannels PowerLastImage 228	0.1
IlluminationChannels PowerLastImage 229	0.1
IlluminationChannels PowerLastImage 23	0.1
IlluminationChannels PowerLastImage 230	0.1
IlluminationChannels PowerLastImage 231	0.0
IlluminationChannels PowerLastImage 232	0.1
IlluminationChannels PowerLastImage 233	0.1
IlluminationChannels PowerLastImage 234	0.1
IlluminationChannels PowerLastImage 235	0.1
IlluminationChannels PowerLastImage 236	0.1
IlluminationChannels PowerLastImage 237	0.1
IlluminationChannels PowerLastImage 238	0.0
IlluminationChannels PowerLastImage 239	0.1
IlluminationChannels PowerLastImage 24	0.1
IlluminationChannels PowerLastImage 240	0.1
IlluminationChannels PowerLastImage 241	0.1
IlluminationChannels PowerLastImage 242	0.1
IlluminationChannels PowerLastImage 243	0.1
IlluminationChannels PowerLastImage 244	0.1
IlluminationChannels PowerLastImage 245	0.0
IlluminationChannels PowerLastImage 246	0.1
IlluminationChannels PowerLastImage 247	0.1
IlluminationChannels PowerLastImage 248	0.1
IlluminationChannels PowerLastImage 249	0.1
IlluminationChannels PowerLastImage 25	0.1
IlluminationChannels PowerLastImage 250	0.1
IlluminationChannels PowerLastImage 251	0.1
IlluminationChannels PowerLastImage 252	0.0
IlluminationChannels PowerLastImage 253	0.1
IlluminationChannels PowerLastImage 254	0.1
IlluminationChannels PowerLastImage 255	0.1
IlluminationChannels PowerLastImage 256	0.1
IlluminationChannels PowerLastImage 257	0.1
IlluminationChannels PowerLastImage 258	0.1
IlluminationChannels PowerLastImage 259	0.0
IlluminationChannels PowerLastImage 26	0.1
IlluminationChannels PowerLastImage 260	0.1
IlluminationChannels PowerLastImage 261	0.1
IlluminationChannels PowerLastImage 262	0.1
IlluminationChannels PowerLastImage 263	0.1
IlluminationChannels PowerLastImage 264	0.1
IlluminationChannels PowerLastImage 265	0.1
IlluminationChannels PowerLastImage 266	0.0
IlluminationChannels PowerLastImage 267	0.1
IlluminationChannels PowerLastImage 268	0.1
IlluminationChannels PowerLastImage 269	0.1
IlluminationChannels PowerLastImage 27	0.1
IlluminationChannels PowerLastImage 270	0.1
IlluminationChannels PowerLastImage 271	0.1
IlluminationChannels PowerLastImage 272	0.1
IlluminationChannels PowerLastImage 273	0.0
IlluminationChannels PowerLastImage 274	0.1
IlluminationChannels PowerLastImage 275	0.1
IlluminationChannels PowerLastImage 276	0.1
IlluminationChannels PowerLastImage 277	0.1
IlluminationChannels PowerLastImage 278	0.1
IlluminationChannels PowerLastImage 279	0.1
IlluminationChannels PowerLastImage 28	0.0
IlluminationChannels PowerLastImage 280	0.0
IlluminationChannels PowerLastImage 281	0.1
IlluminationChannels PowerLastImage 282	0.1
IlluminationChannels PowerLastImage 283	0.1
IlluminationChannels PowerLastImage 284	0.1
IlluminationChannels PowerLastImage 285	0.1
IlluminationChannels PowerLastImage 286	0.1
IlluminationChannels PowerLastImage 287	0.0
IlluminationChannels PowerLastImage 288	0.1
IlluminationChannels PowerLastImage 289	0.1
IlluminationChannels PowerLastImage 29	0.1
IlluminationChannels PowerLastImage 290	0.1
IlluminationChannels PowerLastImage 291	0.1
IlluminationChannels PowerLastImage 292	0.1
IlluminationChannels PowerLastImage 293	0.1
IlluminationChannels PowerLastImage 294	0.0
IlluminationChannels PowerLastImage 295	0.1
IlluminationChannels PowerLastImage 296	0.1
IlluminationChannels PowerLastImage 297	0.1
IlluminationChannels PowerLastImage 298	0.1
IlluminationChannels PowerLastImage 299	0.1
IlluminationChannels PowerLastImage 3	0.1
IlluminationChannels PowerLastImage 30	0.1
IlluminationChannels PowerLastImage 300	0.1
IlluminationChannels PowerLastImage 301	0.0
IlluminationChannels PowerLastImage 302	0.1
IlluminationChannels PowerLastImage 303	0.1
IlluminationChannels PowerLastImage 304	0.1
IlluminationChannels PowerLastImage 305	0.1
IlluminationChannels PowerLastImage 306	0.1
IlluminationChannels PowerLastImage 307	0.1
IlluminationChannels PowerLastImage 308	0.0
IlluminationChannels PowerLastImage 309	0.1
IlluminationChannels PowerLastImage 31	0.1
IlluminationChannels PowerLastImage 310	0.1
IlluminationChannels PowerLastImage 311	0.1
IlluminationChannels PowerLastImage 312	0.1
IlluminationChannels PowerLastImage 313	0.1
IlluminationChannels PowerLastImage 314	0.1
IlluminationChannels PowerLastImage 315	0.0
IlluminationChannels PowerLastImage 316	0.1
IlluminationChannels PowerLastImage 317	0.1
IlluminationChannels PowerLastImage 318	0.1
IlluminationChannels PowerLastImage 319	0.1
IlluminationChannels PowerLastImage 32	0.1
IlluminationChannels PowerLastImage 320	0.1
IlluminationChannels PowerLastImage 321	0.1
IlluminationChannels PowerLastImage 322	0.0
IlluminationChannels PowerLastImage 323	0.1
IlluminationChannels PowerLastImage 324	0.1
IlluminationChannels PowerLastImage 325	0.1
IlluminationChannels PowerLastImage 326	0.1
IlluminationChannels PowerLastImage 327	0.1
IlluminationChannels PowerLastImage 328	0.1
IlluminationChannels PowerLastImage 329	0.0
IlluminationChannels PowerLastImage 33	0.1
IlluminationChannels PowerLastImage 330	0.1
IlluminationChannels PowerLastImage 331	0.1
IlluminationChannels PowerLastImage 332	0.1
IlluminationChannels PowerLastImage 333	0.1
IlluminationChannels PowerLastImage 334	0.1
IlluminationChannels PowerLastImage 335	0.1
IlluminationChannels PowerLastImage 336	0.0
IlluminationChannels PowerLastImage 34	0.1
IlluminationChannels PowerLastImage 35	0.0
IlluminationChannels PowerLastImage 36	0.1
IlluminationChannels PowerLastImage 37	0.1
IlluminationChannels PowerLastImage 38	0.1
IlluminationChannels PowerLastImage 39	0.1
IlluminationChannels PowerLastImage 4	0.1
IlluminationChannels PowerLastImage 40	0.1
IlluminationChannels PowerLastImage 41	0.1
IlluminationChannels PowerLastImage 42	0.0
IlluminationChannels PowerLastImage 43	0.1
IlluminationChannels PowerLastImage 44	0.1
IlluminationChannels PowerLastImage 45	0.1
IlluminationChannels PowerLastImage 46	0.1
IlluminationChannels PowerLastImage 47	0.1
IlluminationChannels PowerLastImage 48	0.1
IlluminationChannels PowerLastImage 49	0.0
IlluminationChannels PowerLastImage 5	0.1
IlluminationChannels PowerLastImage 50	0.1
IlluminationChannels PowerLastImage 51	0.1
IlluminationChannels PowerLastImage 52	0.1
IlluminationChannels PowerLastImage 53	0.1
IlluminationChannels PowerLastImage 54	0.1
IlluminationChannels PowerLastImage 55	0.1
IlluminationChannels PowerLastImage 56	0.0
IlluminationChannels PowerLastImage 57	0.1
IlluminationChannels PowerLastImage 58	0.1
IlluminationChannels PowerLastImage 59	0.1
IlluminationChannels PowerLastImage 6	0.1
IlluminationChannels PowerLastImage 60	0.1
IlluminationChannels PowerLastImage 61	0.1
IlluminationChannels PowerLastImage 62	0.1
IlluminationChannels PowerLastImage 63	0.0
IlluminationChannels PowerLastImage 64	0.1
IlluminationChannels PowerLastImage 65	0.1
IlluminationChannels PowerLastImage 66	0.1
IlluminationChannels PowerLastImage 67	0.1
IlluminationChannels PowerLastImage 68	0.1
IlluminationChannels PowerLastImage 69	0.1
IlluminationChannels PowerLastImage 7	0.0
IlluminationChannels PowerLastImage 70	0.0
IlluminationChannels PowerLastImage 71	0.1
IlluminationChannels PowerLastImage 72	0.1
IlluminationChannels PowerLastImage 73	0.1
IlluminationChannels PowerLastImage 74	0.1
IlluminationChannels PowerLastImage 75	0.1
IlluminationChannels PowerLastImage 76	0.1
IlluminationChannels PowerLastImage 77	0.0
IlluminationChannels PowerLastImage 78	0.1
IlluminationChannels PowerLastImage 79	0.1
IlluminationChannels PowerLastImage 8	0.1
IlluminationChannels PowerLastImage 80	0.1
IlluminationChannels PowerLastImage 81	0.1
IlluminationChannels PowerLastImage 82	0.1
IlluminationChannels PowerLastImage 83	0.1
IlluminationChannels PowerLastImage 84	0.0
IlluminationChannels PowerLastImage 85	0.1
IlluminationChannels PowerLastImage 86	0.1
IlluminationChannels PowerLastImage 87	0.1
IlluminationChannels PowerLastImage 88	0.1
IlluminationChannels PowerLastImage 89	0.1
IlluminationChannels PowerLastImage 9	0.1
IlluminationChannels PowerLastImage 90	0.1
IlluminationChannels PowerLastImage 91	0.0
IlluminationChannels PowerLastImage 92	0.1
IlluminationChannels PowerLastImage 93	0.1
IlluminationChannels PowerLastImage 94	0.1
IlluminationChannels PowerLastImage 95	0.1
IlluminationChannels PowerLastImage 96	0.1
IlluminationChannels PowerLastImage 97	0.1
IlluminationChannels PowerLastImage 98	0.0
IlluminationChannels PowerLastImage 99	0.1
IlluminationChannels Wavelength 1	633.0
IlluminationChannels Wavelength 10	488.0
IlluminationChannels Wavelength 100	458.0
IlluminationChannels Wavelength 101	488.0
IlluminationChannels Wavelength 102	514.0
IlluminationChannels Wavelength 103	543.0
IlluminationChannels Wavelength 104	405.0
IlluminationChannels Wavelength 105	0.0
IlluminationChannels Wavelength 106	633.0
IlluminationChannels Wavelength 107	458.0
IlluminationChannels Wavelength 108	488.0
IlluminationChannels Wavelength 109	514.0
IlluminationChannels Wavelength 11	514.0
IlluminationChannels Wavelength 110	543.0
IlluminationChannels Wavelength 111	405.0
IlluminationChannels Wavelength 112	0.0
IlluminationChannels Wavelength 113	633.0
IlluminationChannels Wavelength 114	458.0
IlluminationChannels Wavelength 115	488.0
IlluminationChannels Wavelength 116	514.0
IlluminationChannels Wavelength 117	543.0
IlluminationChannels Wavelength 118	405.0
IlluminationChannels Wavelength 119	0.0
IlluminationChannels Wavelength 12	543.0
IlluminationChannels Wavelength 120	633.0
IlluminationChannels Wavelength 121	458.0
IlluminationChannels Wavelength 122	488.0
IlluminationChannels Wavelength 123	514.0
IlluminationChannels Wavelength 124	543.0
IlluminationChannels Wavelength 125	405.0
IlluminationChannels Wavelength 126	0.0
IlluminationChannels Wavelength 127	633.0
IlluminationChannels Wavelength 128	458.0
IlluminationChannels Wavelength 129	488.0
IlluminationChannels Wavelength 13	405.0
IlluminationChannels Wavelength 130	514.0
IlluminationChannels Wavelength 131	543.0
IlluminationChannels Wavelength 132	405.0
IlluminationChannels Wavelength 133	0.0
IlluminationChannels Wavelength 134	633.0
IlluminationChannels Wavelength 135	458.0
IlluminationChannels Wavelength 136	488.0
IlluminationChannels Wavelength 137	514.0
IlluminationChannels Wavelength 138	543.0
IlluminationChannels Wavelength 139	405.0
IlluminationChannels Wavelength 14	0.0
IlluminationChannels Wavelength 140	0.0
IlluminationChannels Wavelength 141	633.0
IlluminationChannels Wavelength 142	458.0
IlluminationChannels Wavelength 143	488.0
IlluminationChannels Wavelength 144	514.0
IlluminationChannels Wavelength 145	543.0
IlluminationChannels Wavelength 146	405.0
IlluminationChannels Wavelength 147	0.0
IlluminationChannels Wavelength 148	633.0
IlluminationChannels Wavelength 149	458.0
IlluminationChannels Wavelength 15	633.0
IlluminationChannels Wavelength 150	488.0
IlluminationChannels Wavelength 151	514.0
IlluminationChannels Wavelength 152	543.0
IlluminationChannels Wavelength 153	405.0
IlluminationChannels Wavelength 154	0.0
IlluminationChannels Wavelength 155	633.0
IlluminationChannels Wavelength 156	458.0
IlluminationChannels Wavelength 157	488.0
IlluminationChannels Wavelength 158	514.0
IlluminationChannels Wavelength 159	543.0
IlluminationChannels Wavelength 16	458.0
IlluminationChannels Wavelength 160	405.0
IlluminationChannels Wavelength 161	0.0
IlluminationChannels Wavelength 162	633.0
IlluminationChannels Wavelength 163	458.0
IlluminationChannels Wavelength 164	488.0
IlluminationChannels Wavelength 165	514.0
IlluminationChannels Wavelength 166	543.0
IlluminationChannels Wavelength 167	405.0
IlluminationChannels Wavelength 168	0.0
IlluminationChannels Wavelength 169	633.0
IlluminationChannels Wavelength 17	488.0
IlluminationChannels Wavelength 170	458.0
IlluminationChannels Wavelength 171	488.0
IlluminationChannels Wavelength 172	514.0
IlluminationChannels Wavelength 173	543.0
IlluminationChannels Wavelength 174	405.0
IlluminationChannels Wavelength 175	0.0
IlluminationChannels Wavelength 176	633.0
IlluminationChannels Wavelength 177	458.0
IlluminationChannels Wavelength 178	488.0
IlluminationChannels Wavelength 179	514.0
IlluminationChannels Wavelength 18	514.0
IlluminationChannels Wavelength 180	543.0
IlluminationChannels Wavelength 181	405.0
IlluminationChannels Wavelength 182	0.0
IlluminationChannels Wavelength 183	633.0
IlluminationChannels Wavelength 184	458.0
IlluminationChannels Wavelength 185	488.0
IlluminationChannels Wavelength 186	514.0
IlluminationChannels Wavelength 187	543.0
IlluminationChannels Wavelength 188	405.0
IlluminationChannels Wavelength 189	0.0
IlluminationChannels Wavelength 19	543.0
IlluminationChannels Wavelength 190	633.0
IlluminationChannels Wavelength 191	458.0
IlluminationChannels Wavelength 192	488.0
IlluminationChannels Wavelength 193	514.0
IlluminationChannels Wavelength 194	543.0
IlluminationChannels Wavelength 195	405.0
IlluminationChannels Wavelength 196	0.0
IlluminationChannels Wavelength 197	633.0
IlluminationChannels Wavelength 198	458.0
IlluminationChannels Wavelength 199	488.0
IlluminationChannels Wavelength 2	458.0
IlluminationChannels Wavelength 20	405.0
IlluminationChannels Wavelength 200	514.0
IlluminationChannels Wavelength 201	543.0
IlluminationChannels Wavelength 202	405.0
IlluminationChannels Wavelength 203	0.0
IlluminationChannels Wavelength 204	633.0
IlluminationChannels Wavelength 205	458.0
IlluminationChannels Wavelength 206	488.0
IlluminationChannels Wavelength 207	514.0
IlluminationChannels Wavelength 208	543.0
IlluminationChannels Wavelength 209	405.0
IlluminationChannels Wavelength 21	0.0
IlluminationChannels Wavelength 210	0.0
IlluminationChannels Wavelength 211	633.0
IlluminationChannels Wavelength 212	458.0
IlluminationChannels Wavelength 213	488.0
IlluminationChannels Wavelength 214	514.0
IlluminationChannels Wavelength 215	543.0
IlluminationChannels Wavelength 216	405.0
IlluminationChannels Wavelength 217	0.0
IlluminationChannels Wavelength 218	633.0
IlluminationChannels Wavelength 219	458.0
IlluminationChannels Wavelength 22	633.0
IlluminationChannels Wavelength 220	488.0
IlluminationChannels Wavelength 221	514.0
IlluminationChannels Wavelength 222	543.0
IlluminationChannels Wavelength 223	405.0
IlluminationChannels Wavelength 224	0.0
IlluminationChannels Wavelength 225	633.0
IlluminationChannels Wavelength 226	458.0
IlluminationChannels Wavelength 227	488.0
IlluminationChannels Wavelength 228	514.0
IlluminationChannels Wavelength 229	543.0
IlluminationChannels Wavelength 23	458.0
IlluminationChannels Wavelength 230	405.0
IlluminationChannels Wavelength 231	0.0
IlluminationChannels Wavelength 232	633.0
IlluminationChannels Wavelength 233	458.0
IlluminationChannels Wavelength 234	488.0
IlluminationChannels Wavelength 235	514.0
IlluminationChannels Wavelength 236	543.0
IlluminationChannels Wavelength 237	405.0
IlluminationChannels Wavelength 238	0.0
IlluminationChannels Wavelength 239	633.0
IlluminationChannels Wavelength 24	488.0
IlluminationChannels Wavelength 240	458.0
IlluminationChannels Wavelength 241	488.0
IlluminationChannels Wavelength 242	514.0
IlluminationChannels Wavelength 243	543.0
IlluminationChannels Wavelength 244	405.0
IlluminationChannels Wavelength 245	0.0
IlluminationChannels Wavelength 246	633.0
IlluminationChannels Wavelength 247	458.0
IlluminationChannels Wavelength 248	488.0
IlluminationChannels Wavelength 249	514.0
IlluminationChannels Wavelength 25	514.0
IlluminationChannels Wavelength 250	543.0
IlluminationChannels Wavelength 251	405.0
IlluminationChannels Wavelength 252	0.0
IlluminationChannels Wavelength 253	633.0
IlluminationChannels Wavelength 254	458.0
IlluminationChannels Wavelength 255	488.0
IlluminationChannels Wavelength 256	514.0
IlluminationChannels Wavelength 257	543.0
IlluminationChannels Wavelength 258	405.0
IlluminationChannels Wavelength 259	0.0
IlluminationChannels Wavelength 26	543.0
IlluminationChannels Wavelength 260	633.0
IlluminationChannels Wavelength 261	458.0
IlluminationChannels Wavelength 262	488.0
IlluminationChannels Wavelength 263	514.0
IlluminationChannels Wavelength 264	543.0
IlluminationChannels Wavelength 265	405.0
IlluminationChannels Wavelength 266	0.0
IlluminationChannels Wavelength 267	633.0
IlluminationChannels Wavelength 268	458.0
IlluminationChannels Wavelength 269	488.0
IlluminationChannels Wavelength 27	405.0
IlluminationChannels Wavelength 270	514.0
IlluminationChannels Wavelength 271	543.0
IlluminationChannels Wavelength 272	405.0
IlluminationChannels Wavelength 273	0.0
IlluminationChannels Wavelength 274	633.0
IlluminationChannels Wavelength 275	458.0
IlluminationChannels Wavelength 276	488.0
IlluminationChannels Wavelength 277	514.0
IlluminationChannels Wavelength 278	543.0
IlluminationChannels Wavelength 279	405.0
IlluminationChannels Wavelength 28	0.0
IlluminationChannels Wavelength 280	0.0
IlluminationChannels Wavelength 281	633.0
IlluminationChannels Wavelength 282	458.0
IlluminationChannels Wavelength 283	488.0
IlluminationChannels Wavelength 284	514.0
IlluminationChannels Wavelength 285	543.0
IlluminationChannels Wavelength 286	405.0
IlluminationChannels Wavelength 287	0.0
IlluminationChannels Wavelength 288	633.0
IlluminationChannels Wavelength 289	458.0
IlluminationChannels Wavelength 29	633.0
IlluminationChannels Wavelength 290	488.0
IlluminationChannels Wavelength 291	514.0
IlluminationChannels Wavelength 292	543.0
IlluminationChannels Wavelength 293	405.0
IlluminationChannels Wavelength 294	0.0
IlluminationChannels Wavelength 295	633.0
IlluminationChannels Wavelength 296	458.0
IlluminationChannels Wavelength 297	488.0
IlluminationChannels Wavelength 298	514.0
IlluminationChannels Wavelength 299	543.0
IlluminationChannels Wavelength 3	488.0
IlluminationChannels Wavelength 30	458.0
IlluminationChannels Wavelength 300	405.0
IlluminationChannels Wavelength 301	0.0
IlluminationChannels Wavelength 302	633.0
IlluminationChannels Wavelength 303	458.0
IlluminationChannels Wavelength 304	488.0
IlluminationChannels Wavelength 305	514.0
IlluminationChannels Wavelength 306	543.0
IlluminationChannels Wavelength 307	405.0
IlluminationChannels Wavelength 308	0.0
IlluminationChannels Wavelength 309	633.0
IlluminationChannels Wavelength 31	488.0
IlluminationChannels Wavelength 310	458.0
IlluminationChannels Wavelength 311	488.0
IlluminationChannels Wavelength 312	514.0
IlluminationChannels Wavelength 313	543.0
IlluminationChannels Wavelength 314	405.0
IlluminationChannels Wavelength 315	0.0
IlluminationChannels Wavelength 316	633.0
IlluminationChannels Wavelength 317	458.0
IlluminationChannels Wavelength 318	488.0
IlluminationChannels Wavelength 319	514.0
IlluminationChannels Wavelength 32	514.0
IlluminationChannels Wavelength 320	543.0
IlluminationChannels Wavelength 321	405.0
IlluminationChannels Wavelength 322	0.0
IlluminationChannels Wavelength 323	633.0
IlluminationChannels Wavelength 324	458.0
IlluminationChannels Wavelength 325	488.0
IlluminationChannels Wavelength 326	514.0
IlluminationChannels Wavelength 327	543.0
IlluminationChannels Wavelength 328	405.0
IlluminationChannels Wavelength 329	0.0
IlluminationChannels Wavelength 33	543.0
IlluminationChannels Wavelength 330	633.0
IlluminationChannels Wavelength 331	458.0
IlluminationChannels Wavelength 332	488.0
IlluminationChannels Wavelength 333	514.0
IlluminationChannels Wavelength 334	543.0
IlluminationChannels Wavelength 335	405.0
IlluminationChannels Wavelength 336	0.0
IlluminationChannels Wavelength 34	405.0
IlluminationChannels Wavelength 35	0.0
IlluminationChannels Wavelength 36	633.0
IlluminationChannels Wavelength 37	458.0
IlluminationChannels Wavelength 38	488.0
IlluminationChannels Wavelength 39	514.0
IlluminationChannels Wavelength 4	514.0
IlluminationChannels Wavelength 40	543.0
IlluminationChannels Wavelength 41	405.0
IlluminationChannels Wavelength 42	0.0
IlluminationChannels Wavelength 43	633.0
IlluminationChannels Wavelength 44	458.0
IlluminationChannels Wavelength 45	488.0
IlluminationChannels Wavelength 46	514.0
IlluminationChannels Wavelength 47	543.0
IlluminationChannels Wavelength 48	405.0
IlluminationChannels Wavelength 49	0.0
IlluminationChannels Wavelength 5	543.0
IlluminationChannels Wavelength 50	633.0
IlluminationChannels Wavelength 51	458.0
IlluminationChannels Wavelength 52	488.0
IlluminationChannels Wavelength 53	514.0
IlluminationChannels Wavelength 54	543.0
IlluminationChannels Wavelength 55	405.0
IlluminationChannels Wavelength 56	0.0
IlluminationChannels Wavelength 57	633.0
IlluminationChannels Wavelength 58	458.0
IlluminationChannels Wavelength 59	488.0
IlluminationChannels Wavelength 6	405.0
IlluminationChannels Wavelength 60	514.0
IlluminationChannels Wavelength 61	543.0
IlluminationChannels Wavelength 62	405.0
IlluminationChannels Wavelength 63	0.0
IlluminationChannels Wavelength 64	633.0
IlluminationChannels Wavelength 65	458.0
IlluminationChannels Wavelength 66	488.0
IlluminationChannels Wavelength 67	514.0
IlluminationChannels Wavelength 68	543.0
IlluminationChannels Wavelength 69	405.0
IlluminationChannels Wavelength 7	0.0
IlluminationChannels Wavelength 70	0.0
IlluminationChannels Wavelength 71	633.0
IlluminationChannels Wavelength 72	458.0
IlluminationChannels Wavelength 73	488.0
IlluminationChannels Wavelength 74	514.0
IlluminationChannels Wavelength 75	543.0
IlluminationChannels Wavelength 76	405.0
IlluminationChannels Wavelength 77	0.0
IlluminationChannels Wavelength 78	633.0
IlluminationChannels Wavelength 79	458.0
IlluminationChannels Wavelength 8	633.0
IlluminationChannels Wavelength 80	488.0
IlluminationChannels Wavelength 81	514.0
IlluminationChannels Wavelength 82	543.0
IlluminationChannels Wavelength 83	405.0
IlluminationChannels Wavelength 84	0.0
IlluminationChannels Wavelength 85	633.0
IlluminationChannels Wavelength 86	458.0
IlluminationChannels Wavelength 87	488.0
IlluminationChannels Wavelength 88	514.0
IlluminationChannels Wavelength 89	543.0
IlluminationChannels Wavelength 9	458.0
IlluminationChannels Wavelength 90	405.0
IlluminationChannels Wavelength 91	0.0
IlluminationChannels Wavelength 92	633.0
IlluminationChannels Wavelength 93	458.0
IlluminationChannels Wavelength 94	488.0
IlluminationChannels Wavelength 95	514.0
IlluminationChannels Wavelength 96	543.0
IlluminationChannels Wavelength 97	405.0
IlluminationChannels Wavelength 98	0.0
IlluminationChannels Wavelength 99	633.0
Lasers Acquire 1	1
Lasers Acquire 10	1
Lasers Acquire 11	1
Lasers Acquire 12	1
Lasers Acquire 13	1
Lasers Acquire 14	1
Lasers Acquire 15	1
Lasers Acquire 16	1
Lasers Acquire 17	1
Lasers Acquire 18	1
Lasers Acquire 19	1
Lasers Acquire 2	1
Lasers Acquire 20	1
Lasers Acquire 21	1
Lasers Acquire 22	1
Lasers Acquire 23	1
Lasers Acquire 24	1
Lasers Acquire 25	1
Lasers Acquire 26	1
Lasers Acquire 27	1
Lasers Acquire 28	1
Lasers Acquire 29	1
Lasers Acquire 3	1
Lasers Acquire 30	1
Lasers Acquire 31	1
Lasers Acquire 32	1
Lasers Acquire 33	1
Lasers Acquire 34	1
Lasers Acquire 35	1
Lasers Acquire 36	1
Lasers Acquire 37	1
Lasers Acquire 38	1
Lasers Acquire 39	1
Lasers Acquire 4	1
Lasers Acquire 40	1
Lasers Acquire 5	1
Lasers Acquire 6	1
Lasers Acquire 7	1
Lasers Acquire 8	1
Lasers Acquire 9	1
Lasers IDRecording 1	1
Lasers IDRecording 10	4
Lasers IDRecording 11	4
Lasers IDRecording 12	4
Lasers IDRecording 13	5
Lasers IDRecording 14	5
Lasers IDRecording 15	5
Lasers IDRecording 16	6
Lasers IDRecording 17	6
Lasers IDRecording 18	6
Lasers IDRecording 19	7
Lasers IDRecording 2	1
Lasers IDRecording 20	7
Lasers IDRecording 21	7
Lasers IDRecording 22	8
Lasers IDRecording 23	8
Lasers IDRecording 24	8
Lasers IDRecording 25	9
Lasers IDRecording 26	9
Lasers IDRecording 27	9
Lasers IDRecording 28	9
Lasers IDRecording 29	10
Lasers IDRecording 3	1
Lasers IDRecording 30	10
Lasers IDRecording 31	10
Lasers IDRecording 32	10
Lasers IDRecording 33	11
Lasers IDRecording 34	11
Lasers IDRecording 35	11
Lasers IDRecording 36	11
Lasers IDRecording 37	12
Lasers IDRecording 38	12
Lasers IDRecording 39	12
Lasers IDRecording 4	2
Lasers IDRecording 40	12
Lasers IDRecording 5	2
Lasers IDRecording 6	2
Lasers IDRecording 7	3
Lasers IDRecording 8	3
Lasers IDRecording 9	3
Lasers IdAvailableLaser 1	Laser Diode 405
Lasers IdAvailableLaser 10	Laser Diode 405
Lasers IdAvailableLaser 11	Argon/2
Lasers IdAvailableLaser 12	HeNe1
Lasers IdAvailableLaser 13	Laser Diode 405
Lasers IdAvailableLaser 14	Argon/2
Lasers IdAvailableLaser 15	HeNe1
Lasers IdAvailableLaser 16	Laser Diode 405
Lasers IdAvailableLaser 17	Argon/2
Lasers IdAvailableLaser 18	HeNe1
Lasers IdAvailableLaser 19	Laser Diode 405
Lasers IdAvailableLaser 2	Argon/2
Lasers IdAvailableLaser 20	Argon/2
Lasers IdAvailableLaser 21	HeNe1
Lasers IdAvailableLaser 22	Laser Diode 405
Lasers IdAvailableLaser 23	Argon/2
Lasers IdAvailableLaser 24	HeNe1
Lasers IdAvailableLaser 25	Laser Diode 405
Lasers IdAvailableLaser 26	Argon/2
Lasers IdAvailableLaser 27	HeNe1
Lasers IdAvailableLaser 28	HeNe2
Lasers IdAvailableLaser 29	Laser Diode 405
Lasers IdAvailableLaser 3	HeNe1
Lasers IdAvailableLaser 30	Argon/2
Lasers IdAvailableLaser 31	HeNe1
Lasers IdAvailableLaser 32	HeNe2
Lasers IdAvailableLaser 33	Laser Diode 405
Lasers IdAvailableLaser 34	Argon/2
Lasers IdAvailableLaser 35	HeNe1
Lasers IdAvailableLaser 36	HeNe2
Lasers IdAvailableLaser 37	Laser Diode 405
Lasers IdAvailableLaser 38	Argon/2
Lasers IdAvailableLaser 39	HeNe1
Lasers IdAvailableLaser 4	Laser Diode 405
Lasers IdAvailableLaser 40	HeNe2
Lasers IdAvailableLaser 5	Argon/2
Lasers IdAvailableLaser 6	HeNe1
Lasers IdAvailableLaser 7	Laser Diode 405
Lasers IdAvailableLaser 8	Argon/2
Lasers IdAvailableLaser 9	HeNe1
Lasers Power 1	25.0
Lasers Power 10	25.0
Lasers Power 11	7.5
Lasers Power 12	1.0
Lasers Power 13	25.0
Lasers Power 14	7.5
Lasers Power 15	1.0
Lasers Power 16	25.0
Lasers Power 17	7.5
Lasers Power 18	1.0
Lasers Power 19	25.0
Lasers Power 2	7.5
Lasers Power 20	7.5
Lasers Power 21	1.0
Lasers Power 22	25.0
Lasers Power 23	7.5
Lasers Power 24	1.0
Lasers Power 25	25.0
Lasers Power 26	7.5
Lasers Power 27	1.0
Lasers Power 28	5.0
Lasers Power 29	25.0
Lasers Power 3	1.0
Lasers Power 30	7.5
Lasers Power 31	1.0
Lasers Power 32	5.0
Lasers Power 33	25.0
Lasers Power 34	7.5
Lasers Power 35	1.0
Lasers Power 36	5.0
Lasers Power 37	25.0
Lasers Power 38	7.5
Lasers Power 39	1.0
Lasers Power 4	25.0
Lasers Power 40	5.0
Lasers Power 5	7.5
Lasers Power 6	1.0
Lasers Power 7	25.0
Lasers Power 8	7.5
Lasers Power 9	1.0
Local machine	\\Jezabel\donnees\Utilisateurs\Alexandra Metz\160609\FISHCbvibratome090709.mdb\FISHCbvibratome090709.mdb
Markers IDRecording 1	1
Markers IDRecording 10	2
Markers IDRecording 11	2
Markers IDRecording 12	2
Markers IDRecording 13	2
Markers IDRecording 14	2
Markers IDRecording 15	3
Markers IDRecording 16	3
Markers IDRecording 17	3
Markers IDRecording 18	3
Markers IDRecording 19	3
Markers IDRecording 2	1
Markers IDRecording 20	3
Markers IDRecording 21	3
Markers IDRecording 22	4
Markers IDRecording 23	4
Markers IDRecording 24	4
Markers IDRecording 25	4
Markers IDRecording 26	4
Markers IDRecording 27	4
Markers IDRecording 28	4
Markers IDRecording 29	5
Markers IDRecording 3	1
Markers IDRecording 30	5
Markers IDRecording 31	5
Markers IDRecording 32	5
Markers IDRecording 33	5
Markers IDRecording 34	5
Markers IDRecording 35	5
Markers IDRecording 36	6
Markers IDRecording 37	6
Markers IDRecording 38	6
Markers IDRecording 39	6
Markers IDRecording 4	1
Markers IDRecording 40	6
Markers IDRecording 41	6
Markers IDRecording 42	6
Markers IDRecording 43	7
Markers IDRecording 44	7
Markers IDRecording 45	7
Markers IDRecording 46	7
Markers IDRecording 47	7
Markers IDRecording 48	7
Markers IDRecording 49	7
Markers IDRecording 5	1
Markers IDRecording 50	8
Markers IDRecording 51	8
Markers IDRecording 52	8
Markers IDRecording 53	8
Markers IDRecording 54	8
Markers IDRecording 55	8
Markers IDRecording 56	8
Markers IDRecording 57	9
Markers IDRecording 58	9
Markers IDRecording 59	9
Markers IDRecording 6	1
Markers IDRecording 60	9
Markers IDRecording 61	9
Markers IDRecording 62	9
Markers IDRecording 63	9
Markers IDRecording 64	10
Markers IDRecording 65	10
Markers IDRecording 66	10
Markers IDRecording 67	10
Markers IDRecording 68	10
Markers IDRecording 69	10
Markers IDRecording 7	1
Markers IDRecording 70	10
Markers IDRecording 71	11
Markers IDRecording 72	11
Markers IDRecording 73	11
Markers IDRecording 74	11
Markers IDRecording 75	11
Markers IDRecording 76	11
Markers IDRecording 77	11
Markers IDRecording 78	12
Markers IDRecording 79	12
Markers IDRecording 8	2
Markers IDRecording 80	12
Markers IDRecording 81	12
Markers IDRecording 82	12
Markers IDRecording 83	12
Markers IDRecording 84	12
Markers IDRecording 9	2
Markers Name 1	Marker1
Markers Name 10	Marker3
Markers Name 11	Marker4
Markers Name 12	Marker5
Markers Name 13	Marker6
Markers Name 14	Marker7
Markers Name 15	Marker1
Markers Name 16	Marker2
Markers Name 17	Marker3
Markers Name 18	Marker4
Markers Name 19	Marker5
Markers Name 2	Marker2
Markers Name 20	Marker6
Markers Name 21	Marker7
Markers Name 22	Marker1
Markers Name 23	Marker2
Markers Name 24	Marker3
Markers Name 25	Marker4
Markers Name 26	Marker5
Markers Name 27	Marker6
Markers Name 28	Marker7
Markers Name 29	Marker1
Markers Name 3	Marker3
Markers Name 30	Marker2
Markers Name 31	Marker3
Markers Name 32	Marker4
Markers Name 33	Marker5
Markers Name 34	Marker6
Markers Name 35	Marker7
Markers Name 36	Marker1
Markers Name 37	Marker2
Markers Name 38	Marker3
Markers Name 39	Marker4
Markers Name 4	Marker4
Markers Name 40	Marker5
Markers Name 41	Marker6
Markers Name 42	Marker7
Markers Name 43	Marker1
Markers Name 44	Marker2
Markers Name 45	Marker3
Markers Name 46	Marker4
Markers Name 47	Marker5
Markers Name 48	Marker6
Markers Name 49	Marker7
Markers Name 5	Marker5
Markers Name 50	Marker1
Markers Name 51	Marker2
Markers Name 52	Marker3
Markers Name 53	Marker4
Markers Name 54	Marker5
Markers Name 55	Marker6
Markers Name 56	Marker7
Markers Name 57	Marker1
Markers Name 58	Marker2
Markers Name 59	Marker3
Markers Name 6	Marker6
Markers Name 60	Marker4
Markers Name 61	Marker5
Markers Name 62	Marker6
Markers Name 63	Marker7
Markers Name 64	Marker1
Markers Name 65	Marker2
Markers Name 66	Marker3
Markers Name 67	Marker4
Markers Name 68	Marker5
Markers Name 69	Marker6
Markers Name 7	Marker7
Markers Name 70	Marker7
Markers Name 71	Marker1
Markers Name 72	Marker2
Markers Name 73	Marker3
Markers Name 74	Marker4
Markers Name 75	Marker5
Markers Name 76	Marker6
Markers Name 77	Marker7
Markers Name 78	Marker1
Markers Name 79	Marker2
Markers Name 8	Marker1
Markers Name 80	Marker3
Markers Name 81	Marker4
Markers Name 82	Marker5
Markers Name 83	Marker6
Markers Name 84	Marker7
Markers Name 9	Marker2
Markers TriggerIn 1	None
Markers TriggerIn 10	None
Markers TriggerIn 11	None
Markers TriggerIn 12	None
Markers TriggerIn 13	None
Markers TriggerIn 14	None
Markers TriggerIn 15	None
Markers TriggerIn 16	None
Markers TriggerIn 17	None
Markers TriggerIn 18	None
Markers TriggerIn 19	None
Markers TriggerIn 2	None
Markers TriggerIn 20	None
Markers TriggerIn 21	None
Markers TriggerIn 22	None
Markers TriggerIn 23	None
Markers TriggerIn 24	None
Markers TriggerIn 25	None
Markers TriggerIn 26	None
Markers TriggerIn 27	None
Markers TriggerIn 28	None
Markers TriggerIn 29	None
Markers TriggerIn 3	None
Markers TriggerIn 30	None
Markers TriggerIn 31	None
Markers TriggerIn 32	None
Markers TriggerIn 33	None
Markers TriggerIn 34	None
Markers TriggerIn 35	None
Markers TriggerIn 36	None
Markers TriggerIn 37	None
Markers TriggerIn 38	None
Markers TriggerIn 39	None
Markers TriggerIn 4	None
Markers TriggerIn 40	None
Markers TriggerIn 41	None
Markers TriggerIn 42	None
Markers TriggerIn 43	None
Markers TriggerIn 44	None
Markers TriggerIn 45	None
Markers TriggerIn 46	None
Markers TriggerIn 47	None
Markers TriggerIn 48	None
Markers TriggerIn 49	None
Markers TriggerIn 5	None
Markers TriggerIn 50	None
Markers TriggerIn 51	None
Markers TriggerIn 52	None
Markers TriggerIn 53	None
Markers TriggerIn 54	None
Markers TriggerIn 55	None
Markers TriggerIn 56	None
Markers TriggerIn 57	None
Markers TriggerIn 58	None
Markers TriggerIn 59	None
Markers TriggerIn 6	None
Markers TriggerIn 60	None
Markers TriggerIn 61	None
Markers TriggerIn 62	None
Markers TriggerIn 63	None
Markers TriggerIn 64	None
Markers TriggerIn 65	None
Markers TriggerIn 66	None
Markers TriggerIn 67	None
Markers TriggerIn 68	None
Markers TriggerIn 69	None
Markers TriggerIn 7	None
Markers TriggerIn 70	None
Markers TriggerIn 71	None
Markers TriggerIn 72	None
Markers TriggerIn 73	None
Markers TriggerIn 74	None
Markers TriggerIn 75	None
Markers TriggerIn 76	None
Markers TriggerIn 77	None
Markers TriggerIn 78	None
Markers TriggerIn 79	None
Markers TriggerIn 8	None
Markers TriggerIn 80	None
Markers TriggerIn 81	None
Markers TriggerIn 82	None
Markers TriggerIn 83	None
Markers TriggerIn 84	None
Markers TriggerIn 9	None
Markers TriggerOut 1	None
Markers TriggerOut 10	None
Markers TriggerOut 11	None
Markers TriggerOut 12	None
Markers TriggerOut 13	None
Markers TriggerOut 14	None
Markers TriggerOut 15	None
Markers TriggerOut 16	None
Markers TriggerOut 17	None
Markers TriggerOut 18	None
Markers TriggerOut 19	None
Markers TriggerOut 2	None
Markers TriggerOut 20	None
Markers TriggerOut 21	None
Markers TriggerOut 22	None
Markers TriggerOut 23	None
Markers TriggerOut 24	None
Markers TriggerOut 25	None
Markers TriggerOut 26	None
Markers TriggerOut 27	None
Markers TriggerOut 28	None
Markers TriggerOut 29	None
Markers TriggerOut 3	None
Markers TriggerOut 30	None
Markers TriggerOut 31	None
Markers TriggerOut 32	None
Markers TriggerOut 33	None
Markers TriggerOut 34	None
Markers TriggerOut 35	None
Markers TriggerOut 36	None
Markers TriggerOut 37	None
Markers TriggerOut 38	None
Markers TriggerOut 39	None
Markers TriggerOut 4	None
Markers TriggerOut 40	None
Markers TriggerOut 41	None
Markers TriggerOut 42	None
Markers TriggerOut 43	None
Markers TriggerOut 44	None
Markers TriggerOut 45	None
Markers TriggerOut 46	None
Markers TriggerOut 47	None
Markers TriggerOut 48	None
Markers TriggerOut 49	None
Markers TriggerOut 5	None
Markers TriggerOut 50	None
Markers TriggerOut 51	None
Markers TriggerOut 52	None
Markers TriggerOut 53	None
Markers TriggerOut 54	None
Markers TriggerOut 55	None
Markers TriggerOut 56	None
Markers TriggerOut 57	None
Markers TriggerOut 58	None
Markers TriggerOut 59	None
Markers TriggerOut 6	None
Markers TriggerOut 60	None
Markers TriggerOut 61	None
Markers TriggerOut 62	None
Markers TriggerOut 63	None
Markers TriggerOut 64	None
Markers TriggerOut 65	None
Markers TriggerOut 66	None
Markers TriggerOut 67	None
Markers TriggerOut 68	None
Markers TriggerOut 69	None
Markers TriggerOut 7	None
Markers TriggerOut 70	None
Markers TriggerOut 71	None
Markers TriggerOut 72	None
Markers TriggerOut 73	None
Markers TriggerOut 74	None
Markers TriggerOut 75	None
Markers TriggerOut 76	None
Markers TriggerOut 77	None
Markers TriggerOut 78	None
Markers TriggerOut 79	None
Markers TriggerOut 8	None
Markers TriggerOut 80	None
Markers TriggerOut 81	None
Markers TriggerOut 82	None
Markers TriggerOut 83	None
Markers TriggerOut 84	None
Markers TriggerOut 9	None
Recordings BCCorrection 1	0
Recordings BCCorrection 10	0
Recordings BCCorrection 11	0
Recordings BCCorrection 12	0
Recordings BCCorrection 2	0
Recordings BCCorrection 3	0
Recordings BCCorrection 4	0
Recordings BCCorrection 5	0
Recordings BCCorrection 6	0
Recordings BCCorrection 7	0
Recordings BCCorrection 8	0
Recordings BCCorrection 9	0
Recordings CameraBinning 1	0
Recordings CameraBinning 10	0
Recordings CameraBinning 11	0
Recordings CameraBinning 12	0
Recordings CameraBinning 2	0
Recordings CameraBinning 3	0
Recordings CameraBinning 4	0
Recordings CameraBinning 5	0
Recordings CameraBinning 6	0
Recordings CameraBinning 7	0
Recordings CameraBinning 8	0
Recordings CameraBinning 9	0
Recordings CameraFrameHeight 1	2
Recordings CameraFrameHeight 10	2
Recordings CameraFrameHeight 11	2
Recordings CameraFrameHeight 12	2
Recordings CameraFrameHeight 2	2
Recordings CameraFrameHeight 3	2
Recordings CameraFrameHeight 4	2
Recordings CameraFrameHeight 5	2
Recordings CameraFrameHeight 6	2
Recordings CameraFrameHeight 7	2
Recordings CameraFrameHeight 8	2
Recordings CameraFrameHeight 9	2
Recordings CameraFrameWidth 1	4
Recordings CameraFrameWidth 10	4
Recordings CameraFrameWidth 11	4
Recordings CameraFrameWidth 12	4
Recordings CameraFrameWidth 2	4
Recordings CameraFrameWidth 3	4
Recordings CameraFrameWidth 4	4
Recordings CameraFrameWidth 5	4
Recordings CameraFrameWidth 6	4
Recordings CameraFrameWidth 7	4
Recordings CameraFrameWidth 8	4
Recordings CameraFrameWidth 9	4
Recordings CameraOffsetX 1	0.0
Recordings CameraOffsetX 10	0.0
Recordings CameraOffsetX 11	0.0
Recordings CameraOffsetX 12	0.0
Recordings CameraOffsetX 2	0.0
Recordings CameraOffsetX 3	0.0
Recordings CameraOffsetX 4	0.0
Recordings CameraOffsetX 5	0.0
Recordings CameraOffsetX 6	0.0
Recordings CameraOffsetX 7	0.0
Recordings CameraOffsetX 8	0.0
Recordings CameraOffsetX 9	0.0
Recordings CameraOffsetY 1	0.0
Recordings CameraOffsetY 10	0.0
Recordings CameraOffsetY 11	0.0
Recordings CameraOffsetY 12	0.0
Recordings CameraOffsetY 2	0.0
Recordings CameraOffsetY 3	0.0
Recordings CameraOffsetY 4	0.0
Recordings CameraOffsetY 5	0.0
Recordings CameraOffsetY 6	0.0
Recordings CameraOffsetY 7	0.0
Recordings CameraOffsetY 8	0.0
Recordings CameraOffsetY 9	0.0
Recordings CameraSuperSampling 1	0
Recordings CameraSuperSampling 10	0
Recordings CameraSuperSampling 11	0
Recordings CameraSuperSampling 12	0
Recordings CameraSuperSampling 2	0
Recordings CameraSuperSampling 3	0
Recordings CameraSuperSampling 4	0
Recordings CameraSuperSampling 5	0
Recordings CameraSuperSampling 6	0
Recordings CameraSuperSampling 7	0
Recordings CameraSuperSampling 8	0
Recordings CameraSuperSampling 9	0
Recordings IDAvailableObjective 1	Plan-Neofluar 10x/0.3
Recordings IDAvailableObjective 10	Plan-Neofluar 10x/0.3
Recordings IDAvailableObjective 11	Plan-Neofluar 10x/0.3
Recordings IDAvailableObjective 12	Plan-Neofluar 10x/0.3
Recordings IDAvailableObjective 2	Plan-Neofluar 10x/0.3
Recordings IDAvailableObjective 3	Plan-Neofluar 10x/0.3
Recordings IDAvailableObjective 4	Plan-Neofluar 10x/0.3
Recordings IDAvailableObjective 5	Plan-Neofluar 25x/0.8 Imm corr DIC
Recordings IDAvailableObjective 6	Plan-Neofluar 25x/0.8 Imm corr DIC
Recordings IDAvailableObjective 7	Plan-Neofluar 25x/0.8 Imm corr DIC
Recordings IDAvailableObjective 8	Plan-Neofluar 25x/0.8 Imm corr DIC
Recordings IDAvailableObjective 9	Plan-Neofluar 10x/0.3
Recordings ImagesHeight 1	512
Recordings ImagesHeight 10	512
Recordings ImagesHeight 11	512
Recordings ImagesHeight 12	512
Recordings ImagesHeight 2	512
Recordings ImagesHeight 3	512
Recordings ImagesHeight 4	512
Recordings ImagesHeight 5	512
Recordings ImagesHeight 6	512
Recordings ImagesHeight 7	512
Recordings ImagesHeight 8	512
Recordings ImagesHeight 9	512
Recordings ImagesNumberChannels 1	3
Recordings ImagesNumberChannels 10	3
Recordings ImagesNumberChannels 11	3
Recordings ImagesNumberChannels 12	3
Recordings ImagesNumberChannels 2	3
Recordings ImagesNumberChannels 3	3
Recordings ImagesNumberChannels 4	3
Recordings ImagesNumberChannels 5	3
Recordings ImagesNumberChannels 6	3
Recordings ImagesNumberChannels 7	3
Recordings ImagesNumberChannels 8	3
Recordings ImagesNumberChannels 9	3
Recordings ImagesNumberPlanes 1	1
Recordings ImagesNumberPlanes 10	1
Recordings ImagesNumberPlanes 11	1
Recordings ImagesNumberPlanes 12	1
Recordings ImagesNumberPlanes 2	1
Recordings ImagesNumberPlanes 3	1
Recordings ImagesNumberPlanes 4	1
Recordings ImagesNumberPlanes 5	1
Recordings ImagesNumberPlanes 6	1
Recordings ImagesNumberPlanes 7	1
Recordings ImagesNumberPlanes 8	1
Recordings ImagesNumberPlanes 9	1
Recordings ImagesNumberStacks 1	1
Recordings ImagesNumberStacks 10	1
Recordings ImagesNumberStacks 11	1
Recordings ImagesNumberStacks 12	1
Recordings ImagesNumberStacks 2	1
Recordings ImagesNumberStacks 3	1
Recordings ImagesNumberStacks 4	1
Recordings ImagesNumberStacks 5	1
Recordings ImagesNumberStacks 6	1
Recordings ImagesNumberStacks 7	1
Recordings ImagesNumberStacks 8	1
Recordings ImagesNumberStacks 9	1
Recordings ImagesWidth 1	512
Recordings ImagesWidth 10	512
Recordings ImagesWidth 11	512
Recordings ImagesWidth 12	512
Recordings ImagesWidth 2	512
Recordings ImagesWidth 3	512
Recordings ImagesWidth 4	512
Recordings ImagesWidth 5	512
Recordings ImagesWidth 6	512
Recordings ImagesWidth 7	512
Recordings ImagesWidth 8	512
Recordings ImagesWidth 9	512
Recordings InterpolationY 1	1
Recordings InterpolationY 10	1
Recordings InterpolationY 11	1
Recordings InterpolationY 12	1
Recordings InterpolationY 2	1
Recordings InterpolationY 3	1
Recordings InterpolationY 4	1
Recordings InterpolationY 5	1
Recordings InterpolationY 6	1
Recordings InterpolationY 7	1
Recordings InterpolationY 8	1
Recordings InterpolationY 9	1
Recordings IsOriginalScanData 1	0
Recordings IsOriginalScanData 10	0
Recordings IsOriginalScanData 11	0
Recordings IsOriginalScanData 12	0
Recordings IsOriginalScanData 2	0
Recordings IsOriginalScanData 3	0
Recordings IsOriginalScanData 4	0
Recordings IsOriginalScanData 5	0
Recordings IsOriginalScanData 6	0
Recordings IsOriginalScanData 7	0
Recordings IsOriginalScanData 8	0
Recordings IsOriginalScanData 9	0
Recordings LimitedZRangeForROIs 1	0
Recordings LimitedZRangeForROIs 10	0
Recordings LimitedZRangeForROIs 11	0
Recordings LimitedZRangeForROIs 12	0
Recordings LimitedZRangeForROIs 2	0
Recordings LimitedZRangeForROIs 3	0
Recordings LimitedZRangeForROIs 4	0
Recordings LimitedZRangeForROIs 5	0
Recordings LimitedZRangeForROIs 6	0
Recordings LimitedZRangeForROIs 7	0
Recordings LimitedZRangeForROIs 8	0
Recordings LimitedZRangeForROIs 9	0
Recordings LinesPerPlane 1	512
Recordings LinesPerPlane 10	512
Recordings LinesPerPlane 11	512
Recordings LinesPerPlane 12	512
Recordings LinesPerPlane 2	512
Recordings LinesPerPlane 3	512
Recordings LinesPerPlane 4	512
Recordings LinesPerPlane 5	512
Recordings LinesPerPlane 6	512
Recordings LinesPerPlane 7	512
Recordings LinesPerPlane 8	512
Recordings LinesPerPlane 9	512
Recordings Magnification 1	0.0
Recordings Magnification 10	0.0
Recordings Magnification 11	0.0
Recordings Magnification 12	0.0
Recordings Magnification 2	0.0
Recordings Magnification 3	0.0
Recordings Magnification 4	0.0
Recordings Magnification 5	0.0
Recordings Magnification 6	0.0
Recordings Magnification 7	0.0
Recordings Magnification 8	0.0
Recordings Magnification 9	0.0
Recordings Nutation 1	0.0
Recordings Nutation 10	0.0
Recordings Nutation 11	0.0
Recordings Nutation 12	0.0
Recordings Nutation 2	0.0
Recordings Nutation 3	0.0
Recordings Nutation 4	0.0
Recordings Nutation 5	0.0
Recordings Nutation 6	0.0
Recordings Nutation 7	0.0
Recordings Nutation 8	0.0
Recordings Nutation 9	0.0
Recordings PlanesPerStack 1	1
Recordings PlanesPerStack 10	1
Recordings PlanesPerStack 11	1
Recordings PlanesPerStack 12	1
Recordings PlanesPerStack 2	1
Recordings PlanesPerStack 3	1
Recordings PlanesPerStack 4	1
Recordings PlanesPerStack 5	1
Recordings PlanesPerStack 6	1
Recordings PlanesPerStack 7	1
Recordings PlanesPerStack 8	1
Recordings PlanesPerStack 9	1
Recordings PositionBCCorrectionFirst 1	15750.32499999999
Recordings PositionBCCorrectionFirst 10	15662.849999999993
Recordings PositionBCCorrectionFirst 11	15665.999999999993
Recordings PositionBCCorrectionFirst 12	15674.099999999993
Recordings PositionBCCorrectionFirst 2	15742.174999999988
Recordings PositionBCCorrectionFirst 3	15795.574999999986
Recordings PositionBCCorrectionFirst 4	15748.299999999985
Recordings PositionBCCorrectionFirst 5	15707.249999999982
Recordings PositionBCCorrectionFirst 6	15707.199999999983
Recordings PositionBCCorrectionFirst 7	15766.474999999979
Recordings PositionBCCorrectionFirst 8	15768.199999999979
Recordings PositionBCCorrectionFirst 9	15662.199999999993
Recordings PositionBCCorrectionLast 1	15750.32499999999
Recordings PositionBCCorrectionLast 10	15662.849999999993
Recordings PositionBCCorrectionLast 11	15665.999999999993
Recordings PositionBCCorrectionLast 12	15674.099999999993
Recordings PositionBCCorrectionLast 2	15742.174999999988
Recordings PositionBCCorrectionLast 3	15795.574999999986
Recordings PositionBCCorrectionLast 4	15748.299999999985
Recordings PositionBCCorrectionLast 5	15707.249999999982
Recordings PositionBCCorrectionLast 6	15707.199999999983
Recordings PositionBCCorrectionLast 7	15766.474999999979
Recordings PositionBCCorrectionLast 8	15768.199999999979
Recordings PositionBCCorrectionLast 9	15662.199999999993
Recordings Precession 1	0.0
Recordings Precession 10	0.0
Recordings Precession 11	0.0
Recordings Precession 12	0.0
Recordings Precession 2	0.0
Recordings Precession 3	0.0
Recordings Precession 4	0.0
Recordings Precession 5	0.0
Recordings Precession 6	0.0
Recordings Precession 7	0.0
Recordings Precession 8	0.0
Recordings Precession 9	0.0
Recordings RecordingName 1	FCbASwt1
Recordings RecordingName 10	FCbASwt6
Recordings RecordingName 11	FCbSwt6
Recordings RecordingName 12	FCbASwt7
Recordings RecordingName 2	FCbASwt2
Recordings RecordingName 3	FCbSwt1
Recordings RecordingName 4	FCbSwt2
Recordings RecordingName 5	FCbSwt3
Recordings RecordingName 6	FCbSwt2
Recordings RecordingName 7	FCbASwt3
Recordings RecordingName 8	FCbASwt4
Recordings RecordingName 9	FcbASwt5
Recordings ReducedMemoryForROIs 1	0
Recordings ReducedMemoryForROIs 10	0
Recordings ReducedMemoryForROIs 11	0
Recordings ReducedMemoryForROIs 12	0
Recordings ReducedMemoryForROIs 2	0
Recordings ReducedMemoryForROIs 3	0
Recordings ReducedMemoryForROIs 4	0
Recordings ReducedMemoryForROIs 5	0
Recordings ReducedMemoryForROIs 6	0
Recordings ReducedMemoryForROIs 7	0
Recordings ReducedMemoryForROIs 8	0
Recordings ReducedMemoryForROIs 9	0
Recordings Rotation 1	0.0
Recordings Rotation 10	0.0
Recordings Rotation 11	0.0
Recordings Rotation 12	0.0
Recordings Rotation 2	0.0
Recordings Rotation 3	0.0
Recordings Rotation 4	0.0
Recordings Rotation 5	0.0
Recordings Rotation 6	0.0
Recordings Rotation 7	0.0
Recordings Rotation 8	0.0
Recordings Rotation 9	0.0
Recordings Sample0Time 1	7/9/2009 9:6:8
Recordings Sample0Time 10	7/13/2009 14:51:57
Recordings Sample0Time 11	7/13/2009 14:57:0
Recordings Sample0Time 12	7/13/2009 15:1:22
Recordings Sample0Time 2	7/9/2009 9:16:17
Recordings Sample0Time 3	7/9/2009 9:21:5
Recordings Sample0Time 4	7/9/2009 9:27:8
Recordings Sample0Time 5	7/9/2009 9:34:28
Recordings Sample0Time 6	7/9/2009 9:39:36
Recordings Sample0Time 7	7/9/2009 9:47:25
Recordings Sample0Time 8	7/9/2009 9:51:37
Recordings Sample0Time 9	7/13/2009 14:45:30
Recordings Sample0X 1	0.0
Recordings Sample0X 10	0.0
Recordings Sample0X 11	0.0
Recordings Sample0X 12	0.0
Recordings Sample0X 2	0.0
Recordings Sample0X 3	0.0
Recordings Sample0X 4	0.0
Recordings Sample0X 5	0.0
Recordings Sample0X 6	0.0
Recordings Sample0X 7	0.0
Recordings Sample0X 8	0.0
Recordings Sample0X 9	0.0
Recordings Sample0Y 1	0.0
Recordings Sample0Y 10	0.0
Recordings Sample0Y 11	0.0
Recordings Sample0Y 12	0.0
Recordings Sample0Y 2	0.0
Recordings Sample0Y 3	0.0
Recordings Sample0Y 4	0.0
Recordings Sample0Y 5	0.0
Recordings Sample0Y 6	0.0
Recordings Sample0Y 7	0.0
Recordings Sample0Y 8	0.0
Recordings Sample0Y 9	0.0
Recordings Sample0Z 1	0.0
Recordings Sample0Z 10	0.0
Recordings Sample0Z 11	0.0
Recordings Sample0Z 12	0.0
Recordings Sample0Z 2	0.0
Recordings Sample0Z 3	0.0
Recordings Sample0Z 4	0.0
Recordings Sample0Z 5	0.0
Recordings Sample0Z 6	0.0
Recordings Sample0Z 7	0.0
Recordings Sample0Z 8	0.0
Recordings Sample0Z 9	0.0
Recordings SampleData 1	%DatabasePath%\FCbASwt1.lsm
Recordings SampleData 10	%DatabasePath%\FCbASwt6.lsm
Recordings SampleData 11	%DatabasePath%\FCbSwt6.lsm
Recordings SampleData 12	%DatabasePath%\FCbASwt7.lsm
Recordings SampleData 2	%DatabasePath%\FCbASwt2.lsm
Recordings SampleData 3	%DatabasePath%\FCbSwt1.lsm
Recordings SampleData 4	%DatabasePath%\FCbSwt2.lsm
Recordings SampleData 5	%DatabasePath%\FCbSwt3.lsm
Recordings SampleData 6	%DatabasePath%\FCbSwt21.lsm
Recordings SampleData 7	%DatabasePath%\FCbASwt3.lsm
Recordings SampleData 8	%DatabasePath%\FCbASwt4.lsm
Recordings SampleData 9	%DatabasePath%\FcbASwt5.lsm
Recordings SamplesPerLine 1	512
Recordings SamplesPerLine 10	512
Recordings SamplesPerLine 11	512
Recordings SamplesPerLine 12	512
Recordings SamplesPerLine 2	512
Recordings SamplesPerLine 3	512
Recordings SamplesPerLine 4	512
Recordings SamplesPerLine 5	512
Recordings SamplesPerLine 6	512
Recordings SamplesPerLine 7	512
Recordings SamplesPerLine 8	512
Recordings SamplesPerLine 9	512
Recordings ScanDirection 1	0
Recordings ScanDirection 10	0
Recordings ScanDirection 11	0
Recordings ScanDirection 12	0
Recordings ScanDirection 2	0
Recordings ScanDirection 3	0
Recordings ScanDirection 4	0
Recordings ScanDirection 5	0
Recordings ScanDirection 6	0
Recordings ScanDirection 7	0
Recordings ScanDirection 8	0
Recordings ScanDirection 9	0
Recordings ScanMode 1	Plane
Recordings ScanMode 10	Plane
Recordings ScanMode 11	Plane
Recordings ScanMode 12	Plane
Recordings ScanMode 2	Plane
Recordings ScanMode 3	Plane
Recordings ScanMode 4	Plane
Recordings ScanMode 5	Plane
Recordings ScanMode 6	Plane
Recordings ScanMode 7	Plane
Recordings ScanMode 8	Plane
Recordings ScanMode 9	Plane
Recordings ScanType 1	unused
Recordings ScanType 10	unused
Recordings ScanType 11	unused
Recordings ScanType 12	unused
Recordings ScanType 2	unused
Recordings ScanType 3	unused
Recordings ScanType 4	unused
Recordings ScanType 5	unused
Recordings ScanType 6	unused
Recordings ScanType 7	unused
Recordings ScanType 8	unused
Recordings ScanType 9	unused
Recordings SpacingLine 1	1.7995371783466279
Recordings SpacingLine 10	1.7995371783466279
Recordings SpacingLine 11	1.7995371783466279
Recordings SpacingLine 12	1.7995371783466279
Recordings SpacingLine 2	1.7995371783466279
Recordings SpacingLine 3	1.7995371783466279
Recordings SpacingLine 4	1.7995371783466279
Recordings SpacingLine 5	0.7198148713386512
Recordings SpacingLine 6	0.7198148713386512
Recordings SpacingLine 7	0.7198148713386512
Recordings SpacingLine 8	0.7198148713386512
Recordings SpacingLine 9	1.7995371783466279
Recordings SpacingPlane 1	1.0
Recordings SpacingPlane 10	1.0
Recordings SpacingPlane 11	1.0
Recordings SpacingPlane 12	1.0
Recordings SpacingPlane 2	1.0
Recordings SpacingPlane 3	1.0
Recordings SpacingPlane 4	1.0
Recordings SpacingPlane 5	1.0
Recordings SpacingPlane 6	1.0
Recordings SpacingPlane 7	1.0
Recordings SpacingPlane 8	1.0
Recordings SpacingPlane 9	1.0
Recordings SpacingSample 1	1.7995371783466279
Recordings SpacingSample 10	1.7995371783466279
Recordings SpacingSample 11	1.7995371783466279
Recordings SpacingSample 12	1.7995371783466279
Recordings SpacingSample 2	1.7995371783466279
Recordings SpacingSample 3	1.7995371783466279
Recordings SpacingSample 4	1.7995371783466279
Recordings SpacingSample 5	0.7198148713386512
Recordings SpacingSample 6	0.7198148713386512
Recordings SpacingSample 7	0.7198148713386512
Recordings SpacingSample 8	0.7198148713386512
Recordings SpacingSample 9	1.7995371783466279
Recordings SpecialScanMode 1	NoSpecialMode
Recordings SpecialScanMode 10	NoSpecialMode
Recordings SpecialScanMode 11	NoSpecialMode
Recordings SpecialScanMode 12	NoSpecialMode
Recordings SpecialScanMode 2	NoSpecialMode
Recordings SpecialScanMode 3	NoSpecialMode
Recordings SpecialScanMode 4	NoSpecialMode
Recordings SpecialScanMode 5	NoSpecialMode
Recordings SpecialScanMode 6	NoSpecialMode
Recordings SpecialScanMode 7	NoSpecialMode
Recordings SpecialScanMode 8	NoSpecialMode
Recordings SpecialScanMode 9	NoSpecialMode
Recordings StacksPerRecord 1	1
Recordings StacksPerRecord 10	1
Recordings StacksPerRecord 11	1
Recordings StacksPerRecord 12	1
Recordings StacksPerRecord 2	1
Recordings StacksPerRecord 3	1
Recordings StacksPerRecord 4	1
Recordings StacksPerRecord 5	1
Recordings StacksPerRecord 6	1
Recordings StacksPerRecord 7	1
Recordings StacksPerRecord 8	1
Recordings StacksPerRecord 9	1
Recordings StartScanEvent 1	0
Recordings StartScanEvent 10	0
Recordings StartScanEvent 11	0
Recordings StartScanEvent 12	0
Recordings StartScanEvent 2	0
Recordings StartScanEvent 3	0
Recordings StartScanEvent 4	0
Recordings StartScanEvent 5	0
Recordings StartScanEvent 6	0
Recordings StartScanEvent 7	0
Recordings StartScanEvent 8	0
Recordings StartScanEvent 9	0
Recordings StartScanTime 1	12/13/1901 20:45:52
Recordings StartScanTime 10	12/13/1901 20:45:52
Recordings StartScanTime 11	12/13/1901 20:45:52
Recordings StartScanTime 12	12/13/1901 20:45:52
Recordings StartScanTime 2	12/13/1901 20:45:52
Recordings StartScanTime 3	12/13/1901 20:45:52
Recordings StartScanTime 4	12/13/1901 20:45:52
Recordings StartScanTime 5	12/13/1901 20:45:52
Recordings StartScanTime 6	12/13/1901 20:45:52
Recordings StartScanTime 7	12/13/1901 20:45:52
Recordings StartScanTime 8	12/13/1901 20:45:52
Recordings StartScanTime 9	12/13/1901 20:45:52
Recordings StartScanTriggerIn 1	None
Recordings StartScanTriggerIn 10	None
Recordings StartScanTriggerIn 11	None
Recordings StartScanTriggerIn 12	None
Recordings StartScanTriggerIn 2	None
Recordings StartScanTriggerIn 3	None
Recordings StartScanTriggerIn 4	None
Recordings StartScanTriggerIn 5	None
Recordings StartScanTriggerIn 6	None
Recordings StartScanTriggerIn 7	None
Recordings StartScanTriggerIn 8	None
Recordings StartScanTriggerIn 9	None
Recordings StartScanTriggerOut 1	None
Recordings StartScanTriggerOut 10	None
Recordings StartScanTriggerOut 11	None
Recordings StartScanTriggerOut 12	None
Recordings StartScanTriggerOut 2	None
Recordings StartScanTriggerOut 3	None
Recordings StartScanTriggerOut 4	None
Recordings StartScanTriggerOut 5	None
Recordings StartScanTriggerOut 6	None
Recordings StartScanTriggerOut 7	None
Recordings StartScanTriggerOut 8	None
Recordings StartScanTriggerOut 9	None
Recordings StopScanEvent 1	0
Recordings StopScanEvent 10	0
Recordings StopScanEvent 11	0
Recordings StopScanEvent 12	0
Recordings StopScanEvent 2	0
Recordings StopScanEvent 3	0
Recordings StopScanEvent 4	0
Recordings StopScanEvent 5	0
Recordings StopScanEvent 6	0
Recordings StopScanEvent 7	0
Recordings StopScanEvent 8	0
Recordings StopScanEvent 9	0
Recordings StopScanTime 1	12/13/1901 20:45:52
Recordings StopScanTime 10	12/13/1901 20:45:52
Recordings StopScanTime 11	12/13/1901 20:45:52
Recordings StopScanTime 12	12/13/1901 20:45:52
Recordings StopScanTime 2	12/13/1901 20:45:52
Recordings StopScanTime 3	12/13/1901 20:45:52
Recordings StopScanTime 4	12/13/1901 20:45:52
Recordings StopScanTime 5	12/13/1901 20:45:52
Recordings StopScanTime 6	12/13/1901 20:45:52
Recordings StopScanTime 7	12/13/1901 20:45:52
Recordings StopScanTime 8	12/13/1901 20:45:52
Recordings StopScanTime 9	12/13/1901 20:45:52
Recordings StopScanTriggerIn 1	None
Recordings StopScanTriggerIn 10	None
Recordings StopScanTriggerIn 11	None
Recordings StopScanTriggerIn 12	None
Recordings StopScanTriggerIn 2	None
Recordings StopScanTriggerIn 3	None
Recordings StopScanTriggerIn 4	None
Recordings StopScanTriggerIn 5	None
Recordings StopScanTriggerIn 6	None
Recordings StopScanTriggerIn 7	None
Recordings StopScanTriggerIn 8	None
Recordings StopScanTriggerIn 9	None
Recordings StopScanTriggerOut 1	None
Recordings StopScanTriggerOut 10	None
Recordings StopScanTriggerOut 11	None
Recordings StopScanTriggerOut 12	None
Recordings StopScanTriggerOut 2	None
Recordings StopScanTriggerOut 3	None
Recordings StopScanTriggerOut 4	None
Recordings StopScanTriggerOut 5	None
Recordings StopScanTriggerOut 6	None
Recordings StopScanTriggerOut 7	None
Recordings StopScanTriggerOut 8	None
Recordings StopScanTriggerOut 9	None
Recordings Timeseries 1	0
Recordings Timeseries 10	0
Recordings Timeseries 11	0
Recordings Timeseries 12	0
Recordings Timeseries 2	0
Recordings Timeseries 3	0
Recordings Timeseries 4	0
Recordings Timeseries 5	0
Recordings Timeseries 6	0
Recordings Timeseries 7	0
Recordings Timeseries 8	0
Recordings Timeseries 9	0
Recordings UseROIs 1	0
Recordings UseROIs 10	0
Recordings UseROIs 11	0
Recordings UseROIs 12	0
Recordings UseROIs 2	0
Recordings UseROIs 3	0
Recordings UseROIs 4	0
Recordings UseROIs 5	0
Recordings UseROIs 6	0
Recordings UseROIs 7	0
Recordings UseROIs 8	0
Recordings UseROIs 9	0
Recordings ZoomX 1	1.0
Recordings ZoomX 10	1.0
Recordings ZoomX 11	1.0
Recordings ZoomX 12	1.0
Recordings ZoomX 2	1.0
Recordings ZoomX 3	1.0
Recordings ZoomX 4	1.0
Recordings ZoomX 5	1.0
Recordings ZoomX 6	1.0
Recordings ZoomX 7	1.0
Recordings ZoomX 8	1.0
Recordings ZoomX 9	1.0
Recordings ZoomY 1	1.0
Recordings ZoomY 10	1.0
Recordings ZoomY 11	1.0
Recordings ZoomY 12	1.0
Recordings ZoomY 2	1.0
Recordings ZoomY 3	1.0
Recordings ZoomY 4	1.0
Recordings ZoomY 5	1.0
Recordings ZoomY 6	1.0
Recordings ZoomY 7	1.0
Recordings ZoomY 8	1.0
Recordings ZoomY 9	1.0
Recordings ZoomZ 1	1.0
Recordings ZoomZ 10	1.0
Recordings ZoomZ 11	1.0
Recordings ZoomZ 12	1.0
Recordings ZoomZ 2	1.0
Recordings ZoomZ 3	1.0
Recordings ZoomZ 4	1.0
Recordings ZoomZ 5	1.0
Recordings ZoomZ 6	1.0
Recordings ZoomZ 7	1.0
Recordings ZoomZ 8	1.0
Recordings ZoomZ 9	1.0
Series 0 - null	None
Series 0 ChannelName0	ChS1-T1
Series 0 DataType	8 bit unsigned integer
Series 0 DataType2	original scan data
Series 0 DimensionChannels	3
Series 0 DimensionX	512
Series 0 DimensionY	512
Series 0 DimensionZ	1
Series 0 DisplayAspectTime	1.0
Series 0 DisplayAspectX	1.0
Series 0 DisplayAspectY	1.0
Series 0 DisplayAspectZ	1.0
Series 0 MagicNumber	67127628
Series 0 OriginX	0.0
Series 0 OriginY	0.0
Series 0 OriginZ	0.0
Series 0 Recording/ - Camera Binning	0
Series 0 Recording/ - Camera Frame Height	2
Series 0 Recording/ - Camera Frame Width	4
Series 0 Recording/ - Camera Offset X	0.0
Series 0 Recording/ - Camera Offset Y	0.0
Series 0 Recording/ - Camera Supersampling	0
Series 0 Recording/ - Images Height	512
Series 0 Recording/ - Images Width	512
Series 0 Recording/ - Interpolation Y	1
Series 0 Recording/ - Line Spacing	1.7995371783466279
Series 0 Recording/ - Lines Per Plane	512
Series 0 Recording/ - Linescan XY Size	512
Series 0 Recording/ - Name	FCbASwt1
Series 0 Recording/ - Number of Channels	3
Series 0 Recording/ - Number of Planes	1
Series 0 Recording/ - Number of Stacks	1
Series 0 Recording/ - Objective	Plan-Neofluar 10x/0.3
Series 0 Recording/ - Original Scan Data	0
Series 0 Recording/ - Plane Height	921.3630353134735
Series 0 Recording/ - Plane Spacing	1.0
Series 0 Recording/ - Plane Width	921.3630353134735
Series 0 Recording/ - Planes Per Volume	1
Series 0 Recording/ - Position B/C Contrast 1	15750.32499999999
Series 0 Recording/ - Position B/C Contrast 2	15750.32499999999
Series 0 Recording/ - Precession	0.0
Series 0 Recording/ - Rotation	0.0
Series 0 Recording/ - Sample 0Time	40003.379263055554
Series 0 Recording/ - Sample 0X	0.0
Series 0 Recording/ - Sample 0Y	0.0
Series 0 Recording/ - Sample 0Z	0.0
Series 0 Recording/ - Sample Spacing	1.7995371783466279
Series 0 Recording/ - Samples Per Line	512
Series 0 Recording/ - Scan Direction	0
Series 0 Recording/ - Scan Mode	Plane3
Series 0 Recording/ - Scan Type	unused
Series 0 Recording/ - Special Scan Mode	NoSpecialMode
Series 0 Recording/ - Start Scan Event	0
Series 0 Recording/ - Start Scan Time	0.0
Series 0 Recording/ - Start Scan Trigger In	None
Series 0 Recording/ - Start Scan Trigger Out	None
Series 0 Recording/ - Stop Scan Event	0
Series 0 Recording/ - Stop Scan Time	0.0
Series 0 Recording/ - Stop Scan Trigger In	None
Series 0 Recording/ - Stop Scan Trigger Out	None
Series 0 Recording/ - Time Series	0
Series 0 Recording/ - Use B/C Correction	0
Series 0 Recording/ - Use ROIs	0
Series 0 Recording/ - Use Reduced Memory ROIs	0
Series 0 Recording/ - User	ametz
Series 0 Recording/ - Volume Depth	0.0
Series 0 Recording/ - Zoom X	1.0
Series 0 Recording/ - Zoom Y	1.0
Series 0 Recording/ - Zoom Z	1.0
Series 0 Recording/ - null	None
Series 0 Recording/Lasers/ - null	0.0
Series 0 Recording/Lasers/Laser 1/ - Acquire	-1
Series 0 Recording/Lasers/Laser 1/ - Name	Laser Diode 405n
Series 0 Recording/Lasers/Laser 1/ - Power	25.0
Series 0 Recording/Lasers/Laser 1/ - null	0.0
Series 0 Recording/Lasers/Laser 2/ - Acquire	-1
Series 0 Recording/Lasers/Laser 2/ - Name	Argon/2
Series 0 Recording/Lasers/Laser 2/ - Power	7.5
Series 0 Recording/Lasers/Laser 2/ - null	25.0
Series 0 Recording/Lasers/Laser 3/ - Acquire	-1
Series 0 Recording/Lasers/Laser 3/ - Name	HeNe1
Series 0 Recording/Lasers/Laser 3/ - Power	1.0
Series 0 Recording/Lasers/Laser 3/ - null	7.5
Series 0 Recording/Lasers/Laser 4/ - Acquire	0
Series 0 Recording/Lasers/Laser 4/ - Name	HeNe2
Series 0 Recording/Lasers/Laser 4/ - Power	0.0
Series 0 Recording/Lasers/Laser 4/ - null	1.0
Series 0 Recording/Markers/ - null	None
Series 0 Recording/Markers/Marker 1/ - Name	Marker1
Series 0 Recording/Markers/Marker 1/ - Trigger In	None
Series 0 Recording/Markers/Marker 1/ - Trigger Out	None
Series 0 Recording/Markers/Marker 1/ - null	0
Series 0 Recording/Markers/Marker 2/ - Name	Marker2
Series 0 Recording/Markers/Marker 2/ - Trigger In	None
Series 0 Recording/Markers/Marker 2/ - Trigger Out	None:
Series 0 Recording/Markers/Marker 2/ - null	None
Series 0 Recording/Markers/Marker 3/ - Description	=
Series 0 Recording/Markers/Marker 3/ - Name	Marker3
Series 0 Recording/Markers/Marker 3/ - Trigger In	None
Series 0 Recording/Markers/Marker 3/ - Trigger Out	None
Series 0 Recording/Markers/Marker 3/ - null	None:
Series 0 Recording/Markers/Marker 4/ - Name	Marker4
Series 0 Recording/Markers/Marker 4/ - Trigger In	None
Series 0 Recording/Markers/Marker 4/ - Trigger Out	None
Series 0 Recording/Markers/Marker 4/ - null	None
Series 0 Recording/Markers/Marker 5/ - Name	Marker5
Series 0 Recording/Markers/Marker 5/ - Trigger In	None
Series 0 Recording/Markers/Marker 5/ - Trigger Out	None
Series 0 Recording/Markers/Marker 5/ - null	None
Series 0 Recording/Markers/Marker 6/ - Name	Marker6
Series 0 Recording/Markers/Marker 6/ - Trigger In	None
Series 0 Recording/Markers/Marker 6/ - Trigger Out	None
Series 0 Recording/Markers/Marker 6/ - null	None
Series 0 Recording/Markers/Marker 7/ - Name	Marker7d
Series 0 Recording/Markers/Marker 7/ - Trigger In	None
Series 0 Recording/Markers/Marker 7/ - Trigger Out	None
Series 0 Recording/Markers/Marker 7/ - null	None
Series 0 Recording/Timers/ - null	0
Series 0 Recording/Timers/Timer 1/ - Interval	1.0
Series 0 Recording/Timers/Timer 1/ - Name	Timer1
Series 0 Recording/Timers/Timer 1/ - Trigger In	NoneE
Series 0 Recording/Timers/Timer 1/ - Trigger Out	None

Series 0 Recording/Timers/Timer 1/ - null	0
Series 0 Recording/Timers/Timer 2/ - Interval	0.0
Series 0 Recording/Timers/Timer 2/ - Name	Timer2
Series 0 Recording/Timers/Timer 2/ - Trigger In	None
Series 0 Recording/Timers/Timer 2/ - Trigger Out	None
Series 0 Recording/Timers/Timer 2/ - null	0
Series 0 Recording/Timers/Timer 3/ - Interval	0.0
Series 0 Recording/Timers/Timer 3/ - Name	Timer3
Series 0 Recording/Timers/Timer 3/ - Trigger In	Nonel
Series 0 Recording/Timers/Timer 3/ - Trigger Out	None
Series 0 Recording/Timers/Timer 3/ - null	0
Series 0 Recording/Timers/Timer 4/ - Interval	0.0
Series 0 Recording/Timers/Timer 4/ - Name	Timer4
Series 0 Recording/Timers/Timer 4/ - Trigger In	None
Series 0 Recording/Timers/Timer 4/ - Trigger Out	None
Series 0 Recording/Timers/Timer 4/ - null	0
Series 0 Recording/Timers/Timer 5/ - Interval	0.0
Series 0 Recording/Timers/Timer 5/ - Name	Timer5
Series 0 Recording/Timers/Timer 5/ - Trigger In	None
Series 0 Recording/Timers/Timer 5/ - Trigger Out	None
Series 0 Recording/Timers/Timer 5/ - null	0
Series 0 Recording/Timers/Timer 6/ - Interval	0.0
Series 0 Recording/Timers/Timer 6/ - Name	Timer6}
Series 0 Recording/Timers/Timer 6/ - Trigger In	None
Series 0 Recording/Timers/Timer 6/ - Trigger Out	None
Series 0 Recording/Timers/Timer 6/ - null	0
Series 0 Recording/Tracks/ - null	0.0
Series 0 Recording/Tracks/Track 1/ - Acquire	0
Series 0 Recording/Tracks/Track 1/ - Bleach After Scan Number	0
Series 0 Recording/Tracks/Track 1/ - Bleach Count	1
Series 0 Recording/Tracks/Track 1/ - Bleach Position Z	0.0
Series 0 Recording/Tracks/Track 1/ - Bleach Scan Number	1
Series 0 Recording/Tracks/Track 1/ - Collimator 1 Name	IR/Vis}
Series 0 Recording/Tracks/Track 1/ - Collimator 1 Position	1
Series 0 Recording/Tracks/Track 1/ - Collimator 2 Name	UV/Vis
Series 0 Recording/Tracks/Track 1/ - Collimator 2 Position	52
Series 0 Recording/Tracks/Track 1/ - Condensor Aperture	0.0
Series 0 Recording/Tracks/Track 1/ - Condensor Frontlens	0
Series 0 Recording/Tracks/Track 1/ - Condensor Revolver	U
Series 0 Recording/Tracks/Track 1/ - Enable Spot Bleach Pos	0
Series 0 Recording/Tracks/Track 1/ - Field Stop Value	98.27235772357723
Series 0 Recording/Tracks/Track 1/ - ID Condensor Aperture	B
Series 0 Recording/Tracks/Track 1/ - ID Condensor Frontlens	|
Series 0 Recording/Tracks/Track 1/ - ID Condensor Revolver	B
Series 0 Recording/Tracks/Track 1/ - ID Field Stop	LFB1w
Series 0 Recording/Tracks/Track 1/ - ID Transmission 1	1.0
Series 0 Recording/Tracks/Track 1/ - ID Transmission 2	1.0
Series 0 Recording/Tracks/Track 1/ - ID Transmission Filter 1	FWVirtual
Series 0 Recording/Tracks/Track 1/ - ID Transmission Filter 2	t
Series 0 Recording/Tracks/Track 1/ - Is Bleach Track	0
Series 0 Recording/Tracks/Track 1/ - Is Ratio Track	0
Series 0 Recording/Tracks/Track 1/ - Multiplex Order	4
Series 0 Recording/Tracks/Track 1/ - Multiplex Type	1
Series 0 Recording/Tracks/Track 1/ - Name	Lambda
Series 0 Recording/Tracks/Track 1/ - Pixel Time	12.79999992220837
Series 0 Recording/Tracks/Track 1/ - Repeat Bleach	0
Series 0 Recording/Tracks/Track 1/ - SPI Center Wavelength	582.53
Series 0 Recording/Tracks/Track 1/ - Sampling Method	1
Series 0 Recording/Tracks/Track 1/ - Sampling Mode	1
Series 0 Recording/Tracks/Track 1/ - Sampling Number	4
Series 0 Recording/Tracks/Track 1/ - Spot Bleach Position X	0.0
Series 0 Recording/Tracks/Track 1/ - Spot Bleach Position Y	0.0
Series 0 Recording/Tracks/Track 1/ - Trigger In	None
Series 0 Recording/Tracks/Track 1/ - Trigger Out	Noner
Series 0 Recording/Tracks/Track 1/ - null	0.0
Series 0 Recording/Tracks/Track 1/Beam Splitters/ - null	FW1(
Series 0 Recording/Tracks/Track 1/Beam Splitters/Beam Splitter 1/ - Filter	HFT 405/488/543
Series 0 Recording/Tracks/Track 1/Beam Splitters/Beam Splitter 1/ - Filter Set	HT
Series 0 Recording/Tracks/Track 1/Beam Splitters/Beam Splitter 1/ - Name	HT
Series 0 Recording/Tracks/Track 1/Beam Splitters/Beam Splitter 1/ - null	575.0
Series 0 Recording/Tracks/Track 1/Beam Splitters/Beam Splitter 2/ - Filter	None
Series 0 Recording/Tracks/Track 1/Beam Splitters/Beam Splitter 2/ - Filter Set	NT1
Series 0 Recording/Tracks/Track 1/Beam Splitters/Beam Splitter 2/ - Name	NT1E
Series 0 Recording/Tracks/Track 1/Beam Splitters/Beam Splitter 2/ - null	HT
Series 0 Recording/Tracks/Track 1/Beam Splitters/Beam Splitter 3/ - Filter	NFT 490
Series 0 Recording/Tracks/Track 1/Beam Splitters/Beam Splitter 3/ - Filter Set	NT2
Series 0 Recording/Tracks/Track 1/Beam Splitters/Beam Splitter 3/ - Name	NT2
Series 0 Recording/Tracks/Track 1/Beam Splitters/Beam Splitter 3/ - null	NT1E
Series 0 Recording/Tracks/Track 1/Beam Splitters/Beam Splitter 4/ - Filter	Nonep
Series 0 Recording/Tracks/Track 1/Beam Splitters/Beam Splitter 4/ - Filter Set	NT3v
Series 0 Recording/Tracks/Track 1/Beam Splitters/Beam Splitter 4/ - Name	NT39
Series 0 Recording/Tracks/Track 1/Beam Splitters/Beam Splitter 4/ - null	NT2
Series 0 Recording/Tracks/Track 1/Beam Splitters/Beam Splitter 5/ - Filter	None
Series 0 Recording/Tracks/Track 1/Beam Splitters/Beam Splitter 5/ - Filter Set	FW1
Series 0 Recording/Tracks/Track 1/Beam Splitters/Beam Splitter 5/ - Name	FW1(
Series 0 Recording/Tracks/Track 1/Beam Splitters/Beam Splitter 5/ - null	NT39
Series 0 Recording/Tracks/Track 1/Data Channels/ - null	0.0
Series 0 Recording/Tracks/Track 1/Data Channels/Data Channel 1/ - Acquire	-1
Series 0 Recording/Tracks/Track 1/Data Channels/Data Channel 1/ - Bits Per Sample	8
Series 0 Recording/Tracks/Track 1/Data Channels/Data Channel 1/ - Color	10026752
Series 0 Recording/Tracks/Track 1/Data Channels/Data Channel 1/ - Name	Ch3
Series 0 Recording/Tracks/Track 1/Data Channels/Data Channel 1/ - Ratio Channel 1	Ch1
Series 0 Recording/Tracks/Track 1/Data Channels/Data Channel 1/ - Ratio Channel 2	Ch1
Series 0 Recording/Tracks/Track 1/Data Channels/Data Channel 1/ - Ratio Const. 1	0.0
Series 0 Recording/Tracks/Track 1/Data Channels/Data Channel 1/ - Ratio Const. 2	0.0
Series 0 Recording/Tracks/Track 1/Data Channels/Data Channel 1/ - Ratio Const. 3	1.0
Series 0 Recording/Tracks/Track 1/Data Channels/Data Channel 1/ - Ratio Const. 4	0.0
Series 0 Recording/Tracks/Track 1/Data Channels/Data Channel 1/ - Ratio Const. 5	1.0
Series 0 Recording/Tracks/Track 1/Data Channels/Data Channel 1/ - Ratio Const. 6	0.0
Series 0 Recording/Tracks/Track 1/Data Channels/Data Channel 1/ - Ratio First Images 1	-1
Series 0 Recording/Tracks/Track 1/Data Channels/Data Channel 1/ - Ratio First Images 2	-1
Series 0 Recording/Tracks/Track 1/Data Channels/Data Channel 1/ - Ratio Track 1	0
Series 0 Recording/Tracks/Track 1/Data Channels/Data Channel 1/ - Ratio Track 2	0
Series 0 Recording/Tracks/Track 1/Data Channels/Data Channel 1/ - Ratio Type	0
Series 0 Recording/Tracks/Track 1/Data Channels/Data Channel 1/ - Sample Type	1
Series 0 Recording/Tracks/Track 1/Data Channels/Data Channel 1/ - Spectrum	-1.0000 -1.0000 -1.0000 -1.0000 -1.0000 -1.0000 -1.0000 -1.0000 -1.0000 -1.0000 -1.0000 -1.0000 -1.0000 -1.0000 -1.0000 -1.0000 -1.0000 -1.0000 -1.0000 -1.0000 -1.0000 -1.0000 -1.0000 -1.0000 -1.0000 -1.0000 -1.0000 -1.0000 -1.0000 -1.0000 -1.0000 -1.0000 1.0000 0.0000
Series 0 Recording/Tracks/Track 1/Data Channels/Data Channel 1/ - null	0
Series 0 Recording/Tracks/Track 1/Detection Channels/ - null	575.0
Series 0 Recording/Tracks/Track 1/Detection Channels/Detection Channel 10/ - Acquire	-1
Series 0 Recording/Tracks/Track 1/Detection Channels/Detection Channel 10/ - Amplifier Gain	1.0
Series 0 Recording/Tracks/Track 1/Detection Channels/Detection Channel 10/ - Amplifier Gain B/C 1	1.0
Series 0 Recording/Tracks/Track 1/Detection Channels/Detection Channel 10/ - Amplifier Gain B/C 2	1.0
Series 0 Recording/Tracks/Track 1/Detection Channels/Detection Channel 10/ - Amplifier Offset	0.1
Series 0 Recording/Tracks/Track 1/Detection Channels/Detection Channel 10/ - Amplifier Offset B/C 1	0.1
Series 0 Recording/Tracks/Track 1/Detection Channels/Detection Channel 10/ - Amplifier Offset B/C 2	0.1
Series 0 Recording/Tracks/Track 1/Detection Channels/Detection Channel 10/ - Detection Channel Name	ChS
Series 0 Recording/Tracks/Track 1/Detection Channels/Detection Channel 10/ - Detector Gain	836.6568914956013
Series 0 Recording/Tracks/Track 1/Detection Channels/Detection Channel 10/ - Detector Gain B/C 1	0.0
Series 0 Recording/Tracks/Track 1/Detection Channels/Detection Channel 10/ - Detector Gain B/C 2	0.0
Series 0 Recording/Tracks/Track 1/Detection Channels/Detection Channel 10/ - Detector Name	PmtSPI1'
Series 0 Recording/Tracks/Track 1/Detection Channels/Detection Channel 10/ - Dye Folder	\
Series 0 Recording/Tracks/Track 1/Detection Channels/Detection Channel 10/ - Dye Name	H
Series 0 Recording/Tracks/Track 1/Detection Channels/Detection Channel 10/ - Pinhole Diameter	162.0
Series 0 Recording/Tracks/Track 1/Detection Channels/Detection Channel 10/ - Pinhole Name	PH1
Series 0 Recording/Tracks/Track 1/Detection Channels/Detection Channel 10/ - SPI Wavelength End	753.73
Series 0 Recording/Tracks/Track 1/Detection Channels/Detection Channel 10/ - SPI Wavelength Start	411.33
Series 0 Recording/Tracks/Track 1/Detection Channels/Detection Channel 10/ - Spectral Scan Channels	32
Series 0 Recording/Tracks/Track 1/Detection Channels/Detection Channel 10/ - null	575.0
Series 0 Recording/Tracks/Track 1/Detection Channels/Detection Channel 11/ - Acquire	0
Series 0 Recording/Tracks/Track 1/Detection Channels/Detection Channel 11/ - Amplifier Gain	1.0
Series 0 Recording/Tracks/Track 1/Detection Channels/Detection Channel 11/ - Amplifier Gain B/C 1	1.0
Series 0 Recording/Tracks/Track 1/Detection Channels/Detection Channel 11/ - Amplifier Gain B/C 2	1.0
Series 0 Recording/Tracks/Track 1/Detection Channels/Detection Channel 11/ - Amplifier Offset	0.1
Series 0 Recording/Tracks/Track 1/Detection Channels/Detection Channel 11/ - Amplifier Offset B/C 1	0.1
Series 0 Recording/Tracks/Track 1/Detection Channels/Detection Channel 11/ - Amplifier Offset B/C 2	0.1
Series 0 Recording/Tracks/Track 1/Detection Channels/Detection Channel 11/ - Detection Channel Name	Ch2
Series 0 Recording/Tracks/Track 1/Detection Channels/Detection Channel 11/ - Detector Gain	715.686274509804
Series 0 Recording/Tracks/Track 1/Detection Channels/Detection Channel 11/ - Detector Gain B/C 1	0.0
Series 0 Recording/Tracks/Track 1/Detection Channels/Detection Channel 11/ - Detector Gain B/C 2	0.0
Series 0 Recording/Tracks/Track 1/Detection Channels/Detection Channel 11/ - Detector Name	Pmt2
Series 0 Recording/Tracks/Track 1/Detection Channels/Detection Channel 11/ - Dye Folder	t
Series 0 Recording/Tracks/Track 1/Detection Channels/Detection Channel 11/ - Dye Name	L
Series 0 Recording/Tracks/Track 1/Detection Channels/Detection Channel 11/ - Filter Name	BP 420-480
Series 0 Recording/Tracks/Track 1/Detection Channels/Detection Channel 11/ - Filter Set Name	EF2
Series 0 Recording/Tracks/Track 1/Detection Channels/Detection Channel 11/ - Integrator Name	w
Series 0 Recording/Tracks/Track 1/Detection Channels/Detection Channel 11/ - Pinhole Diameter	57.0
Series 0 Recording/Tracks/Track 1/Detection Channels/Detection Channel 11/ - Pinhole Name	PH2
Series 0 Recording/Tracks/Track 1/Detection Channels/Detection Channel 11/ - SPI Wavelength End	735.0
Series 0 Recording/Tracks/Track 1/Detection Channels/Detection Channel 11/ - SPI Wavelength Start	415.0
Series 0 Recording/Tracks/Track 1/Detection Channels/Detection Channel 11/ - Spectral Scan Channels	32
Series 0 Recording/Tracks/Track 1/Detection Channels/Detection Channel 11/ - null	575.0
Series 0 Recording/Tracks/Track 1/Detection Channels/Detection Channel 12/ - Acquire	0
Series 0 Recording/Tracks/Track 1/Detection Channels/Detection Channel 12/ - Amplifier Gain	1.0
Series 0 Recording/Tracks/Track 1/Detection Channels/Detection Channel 12/ - Amplifier Gain B/C 1	1.0
Series 0 Recording/Tracks/Track 1/Detection Channels/Detection Channel 12/ - Amplifier Gain B/C 2	1.0
Series 0 Recording/Tracks/Track 1/Detection Channels/Detection Channel 12/ - Amplifier Offset	0.1
Series 0 Recording/Tracks/Track 1/Detection Channels/Detection Channel 12/ - Amplifier Offset B/C 1	0.1
Series 0 Recording/Tracks/Track 1/Detection Channels/Detection Channel 12/ - Amplifier Offset B/C 2	0.1
Series 0 Recording/Tracks/Track 1/Detection Channels/Detection Channel 12/ - Detection Channel Name	Ch34
Series 0 Recording/Tracks/Track 1/Detection Channels/Detection Channel 12/ - Detector Gain	1029.4117647058822
Series 0 Recording/Tracks/Track 1/Detection Channels/Detection Channel 12/ - Detector Gain B/C 1	0.0
Series 0 Recording/Tracks/Track 1/Detection Channels/Detection Channel 12/ - Detector Gain B/C 2	0.0
Series 0 Recording/Tracks/Track 1/Detection Channels/Detection Channel 12/ - Detector Name	Pmt3
Series 0 Recording/Tracks/Track 1/Detection Channels/Detection Channel 12/ - Dye Name	C
Series 0 Recording/Tracks/Track 1/Detection Channels/Detection Channel 12/ - Filter Name	BP 505-530

Series 0 Recording/Tracks/Track 1/Detection Channels/Detection Channel 12/ - Filter Set Name	EF3)
Series 0 Recording/Tracks/Track 1/Detection Channels/Detection Channel 12/ - Integrator Name	*
Series 0 Recording/Tracks/Track 1/Detection Channels/Detection Channel 12/ - Pinhole Diameter	66.0
Series 0 Recording/Tracks/Track 1/Detection Channels/Detection Channel 12/ - Pinhole Name	PH3
Series 0 Recording/Tracks/Track 1/Detection Channels/Detection Channel 12/ - SPI Wavelength End	735.0
Series 0 Recording/Tracks/Track 1/Detection Channels/Detection Channel 12/ - SPI Wavelength Start	415.0
Series 0 Recording/Tracks/Track 1/Detection Channels/Detection Channel 12/ - Spectral Scan Channels	32
Series 0 Recording/Tracks/Track 1/Detection Channels/Detection Channel 12/ - null	575.0
Series 0 Recording/Tracks/Track 1/Detection Channels/Detection Channel 13/ - Acquire	0
Series 0 Recording/Tracks/Track 1/Detection Channels/Detection Channel 13/ - Amplifier Gain	1.0
Series 0 Recording/Tracks/Track 1/Detection Channels/Detection Channel 13/ - Amplifier Gain B/C 1	1.0
Series 0 Recording/Tracks/Track 1/Detection Channels/Detection Channel 13/ - Amplifier Gain B/C 2	1.0
Series 0 Recording/Tracks/Track 1/Detection Channels/Detection Channel 13/ - Amplifier Offset	0.1
Series 0 Recording/Tracks/Track 1/Detection Channels/Detection Channel 13/ - Amplifier Offset B/C 1	0.1
Series 0 Recording/Tracks/Track 1/Detection Channels/Detection Channel 13/ - Amplifier Offset B/C 2	0.1
Series 0 Recording/Tracks/Track 1/Detection Channels/Detection Channel 13/ - Detection Channel Name	ChD
Series 0 Recording/Tracks/Track 1/Detection Channels/Detection Channel 13/ - Detector Gain	78.43137254901961
Series 0 Recording/Tracks/Track 1/Detection Channels/Detection Channel 13/ - Detector Gain B/C 1	0.0
Series 0 Recording/Tracks/Track 1/Detection Channels/Detection Channel 13/ - Detector Gain B/C 2	0.0
Series 0 Recording/Tracks/Track 1/Detection Channels/Detection Channel 13/ - Detector Name	PmtD
Series 0 Recording/Tracks/Track 1/Detection Channels/Detection Channel 13/ - Dye Folder	A
Series 0 Recording/Tracks/Track 1/Detection Channels/Detection Channel 13/ - Dye Name	0
Series 0 Recording/Tracks/Track 1/Detection Channels/Detection Channel 13/ - Integrator Name	IntegratorD
Series 0 Recording/Tracks/Track 1/Detection Channels/Detection Channel 13/ - Pinhole Diameter	0.0
Series 0 Recording/Tracks/Track 1/Detection Channels/Detection Channel 13/ - Pinhole Name	W
Series 0 Recording/Tracks/Track 1/Detection Channels/Detection Channel 13/ - SPI Wavelength End	735.0
Series 0 Recording/Tracks/Track 1/Detection Channels/Detection Channel 13/ - SPI Wavelength Start	415.0
Series 0 Recording/Tracks/Track 1/Detection Channels/Detection Channel 13/ - Spectral Scan Channels	32
Series 0 Recording/Tracks/Track 1/Detection Channels/Detection Channel 13/ - null	575.0
Series 0 Recording/Tracks/Track 1/Detection Channels/Detection Channel 2/ - Acquire	0
Series 0 Recording/Tracks/Track 1/Detection Channels/Detection Channel 2/ - Amplifier Gain	1.0
Series 0 Recording/Tracks/Track 1/Detection Channels/Detection Channel 2/ - Amplifier Gain B/C 1	1.0
Series 0 Recording/Tracks/Track 1/Detection Channels/Detection Channel 2/ - Amplifier Gain B/C 2	1.0
Series 0 Recording/Tracks/Track 1/Detection Channels/Detection Channel 2/ - Amplifier Offset	0.1
Series 0 Recording/Tracks/Track 1/Detection Channels/Detection Channel 2/ - Amplifier Offset B/C 1	0.1
Series 0 Recording/Tracks/Track 1/Detection Channels/Detection Channel 2/ - Amplifier Offset B/C 2	0.1
Series 0 Recording/Tracks/Track 1/Detection Channels/Detection Channel 2/ - Detection Channel Name	ChS1
Series 0 Recording/Tracks/Track 1/Detection Channels/Detection Channel 2/ - Detector Gain	836.6568914956013
Series 0 Recording/Tracks/Track 1/Detection Channels/Detection Channel 2/ - Detector Gain B/C 1	0.0
Series 0 Recording/Tracks/Track 1/Detection Channels/Detection Channel 2/ - Detector Gain B/C 2	0.0
Series 0 Recording/Tracks/Track 1/Detection Channels/Detection Channel 2/ - Detector Name	PmtSPI1/
Series 0 Recording/Tracks/Track 1/Detection Channels/Detection Channel 2/ - Dye Folder	U
Series 0 Recording/Tracks/Track 1/Detection Channels/Detection Channel 2/ - Dye Name	z
Series 0 Recording/Tracks/Track 1/Detection Channels/Detection Channel 2/ - Integrator Name	IntegratorSPI
Series 0 Recording/Tracks/Track 1/Detection Channels/Detection Channel 2/ - Pinhole Diameter	162.0
Series 0 Recording/Tracks/Track 1/Detection Channels/Detection Channel 2/ - Pinhole Name	PH1
Series 0 Recording/Tracks/Track 1/Detection Channels/Detection Channel 2/ - SPI Wavelength End	753.73
Series 0 Recording/Tracks/Track 1/Detection Channels/Detection Channel 2/ - SPI Wavelength Start	411.33
Series 0 Recording/Tracks/Track 1/Detection Channels/Detection Channel 2/ - Spectral Scan Channels	32
Series 0 Recording/Tracks/Track 1/Detection Channels/Detection Channel 2/ - null	575.0
Series 0 Recording/Tracks/Track 1/Detection Channels/Detection Channel 3/ - Acquire	0
Series 0 Recording/Tracks/Track 1/Detection Channels/Detection Channel 3/ - Amplifier Gain	1.0
Series 0 Recording/Tracks/Track 1/Detection Channels/Detection Channel 3/ - Amplifier Gain B/C 1	1.0
Series 0 Recording/Tracks/Track 1/Detection Channels/Detection Channel 3/ - Amplifier Gain B/C 2	1.0
Series 0 Recording/Tracks/Track 1/Detection Channels/Detection Channel 3/ - Amplifier Offset	0.1
Series 0 Recording/Tracks/Track 1/Detection Channels/Detection Channel 3/ - Amplifier Offset B/C 1	0.1
Series 0 Recording/Tracks/Track 1/Detection Channels/Detection Channel 3/ - Amplifier Offset B/C 2	0.1
Series 0 Recording/Tracks/Track 1/Detection Channels/Detection Channel 3/ - Detection Channel Name	ChS2
Series 0 Recording/Tracks/Track 1/Detection Channels/Detection Channel 3/ - Detector Gain	836.6568914956013
Series 0 Recording/Tracks/Track 1/Detection Channels/Detection Channel 3/ - Detector Gain B/C 1	0.0
Series 0 Recording/Tracks/Track 1/Detection Channels/Detection Channel 3/ - Detector Gain B/C 2	0.0
Series 0 Recording/Tracks/Track 1/Detection Channels/Detection Channel 3/ - Detector Name	PmtSPI1
Series 0 Recording/Tracks/Track 1/Detection Channels/Detection Channel 3/ - Dye Name	N
Series 0 Recording/Tracks/Track 1/Detection Channels/Detection Channel 3/ - Integrator Name	IntegratorSPI
Series 0 Recording/Tracks/Track 1/Detection Channels/Detection Channel 3/ - Pinhole Diameter	162.0
Series 0 Recording/Tracks/Track 1/Detection Channels/Detection Channel 3/ - Pinhole Name	PH1
Series 0 Recording/Tracks/Track 1/Detection Channels/Detection Channel 3/ - SPI Wavelength End	753.73
Series 0 Recording/Tracks/Track 1/Detection Channels/Detection Channel 3/ - SPI Wavelength Start	411.33
Series 0 Recording/Tracks/Track 1/Detection Channels/Detection Channel 3/ - Spectral Scan Channels	32
Series 0 Recording/Tracks/Track 1/Detection Channels/Detection Channel 3/ - null	575.0
Series 0 Recording/Tracks/Track 1/Detection Channels/Detection Channel 4/ - Acquire	0
Series 0 Recording/Tracks/Track 1/Detection Channels/Detection Channel 4/ - Amplifier Gain	1.0
Series 0 Recording/Tracks/Track 1/Detection Channels/Detection Channel 4/ - Amplifier Gain B/C 1	1.0
Series 0 Recording/Tracks/Track 1/Detection Channels/Detection Channel 4/ - Amplifier Gain B/C 2	1.0
Series 0 Recording/Tracks/Track 1/Detection Channels/Detection Channel 4/ - Amplifier Offset	0.1
Series 0 Recording/Tracks/Track 1/Detection Channels/Detection Channel 4/ - Amplifier Offset B/C 1	0.1
Series 0 Recording/Tracks/Track 1/Detection Channels/Detection Channel 4/ - Amplifier Offset B/C 2	0.1
Series 0 Recording/Tracks/Track 1/Detection Channels/Detection Channel 4/ - Detection Channel Name	ChS3
Series 0 Recording/Tracks/Track 1/Detection Channels/Detection Channel 4/ - Detector Gain	836.6568914956013
Series 0 Recording/Tracks/Track 1/Detection Channels/Detection Channel 4/ - Detector Gain B/C 1	0.0
Series 0 Recording/Tracks/Track 1/Detection Channels/Detection Channel 4/ - Detector Gain B/C 2	0.0
Series 0 Recording/Tracks/Track 1/Detection Channels/Detection Channel 4/ - Detector Name	PmtSPI1
Series 0 Recording/Tracks/Track 1/Detection Channels/Detection Channel 4/ - Dye Folder	k
Series 0 Recording/Tracks/Track 1/Detection Channels/Detection Channel 4/ - Integrator Name	IntegratorSPI
Series 0 Recording/Tracks/Track 1/Detection Channels/Detection Channel 4/ - Pinhole Diameter	162.0
Series 0 Recording/Tracks/Track 1/Detection Channels/Detection Channel 4/ - Pinhole Name	PH1U
Series 0 Recording/Tracks/Track 1/Detection Channels/Detection Channel 4/ - SPI Wavelength End	753.73
Series 0 Recording/Tracks/Track 1/Detection Channels/Detection Channel 4/ - SPI Wavelength Start	411.33
Series 0 Recording/Tracks/Track 1/Detection Channels/Detection Channel 4/ - Spectral Scan Channels	32
Series 0 Recording/Tracks/Track 1/Detection Channels/Detection Channel 4/ - null	575.0
Series 0 Recording/Tracks/Track 1/Detection Channels/Detection Channel 5/ - Acquire	0
Series 0 Recording/Tracks/Track 1/Detection Channels/Detection Channel 5/ - Amplifier Gain	1.0
Series 0 Recording/Tracks/Track 1/Detection Channels/Detection Channel 5/ - Amplifier Gain B/C 1	1.0
Series 0 Recording/Tracks/Track 1/Detection Channels/Detection Channel 5/ - Amplifier Gain B/C 2	1.0
Series 0 Recording/Tracks/Track 1/Detection Channels/Detection Channel 5/ - Amplifier Offset	0.1
Series 0 Recording/Tracks/Track 1/Detection Channels/Detection Channel 5/ - Amplifier Offset B/C 1	0.1
Series 0 Recording/Tracks/Track 1/Detection Channels/Detection Channel 5/ - Amplifier Offset B/C 2	0.1
Series 0 Recording/Tracks/Track 1/Detection Channels/Detection Channel 5/ - Detection Channel Name	ChS4
Series 0 Recording/Tracks/Track 1/Detection Channels/Detection Channel 5/ - Detector Gain	836.6568914956013
Series 0 Recording/Tracks/Track 1/Detection Channels/Detection Channel 5/ - Detector Gain B/C 1	0.0
Series 0 Recording/Tracks/Track 1/Detection Channels/Detection Channel 5/ - Detector Gain B/C 2	0.0
Series 0 Recording/Tracks/Track 1/Detection Channels/Detection Channel 5/ - Detector Name	PmtSPI1;
Series 0 Recording/Tracks/Track 1/Detection Channels/Detection Channel 5/ - Dye Folder	z
Series 0 Recording/Tracks/Track 1/Detection Channels/Detection Channel 5/ - Dye Name	V
Series 0 Recording/Tracks/Track 1/Detection Channels/Detection Channel 5/ - Integrator Name	IntegratorSPI
Series 0 Recording/Tracks/Track 1/Detection Channels/Detection Channel 5/ - Pinhole Diameter	162.0
Series 0 Recording/Tracks/Track 1/Detection Channels/Detection Channel 5/ - Pinhole Name	PH1
Series 0 Recording/Tracks/Track 1/Detection Channels/Detection Channel 5/ - SPI Wavelength End	753.73
Series 0 Recording/Tracks/Track 1/Detection Channels/Detection Channel 5/ - SPI Wavelength Start	411.33
Series 0 Recording/Tracks/Track 1/Detection Channels/Detection Channel 5/ - Spectral Scan Channels	32
Series 0 Recording/Tracks/Track 1/Detection Channels/Detection Channel 5/ - null	575.0
Series 0 Recording/Tracks/Track 1/Detection Channels/Detection Channel 6/ - Acquire	0
Series 0 Recording/Tracks/Track 1/Detection Channels/Detection Channel 6/ - Amplifier Gain	1.0
Series 0 Recording/Tracks/Track 1/Detection Channels/Detection Channel 6/ - Amplifier Gain B/C 1	1.0
Series 0 Recording/Tracks/Track 1/Detection Channels/Detection Channel 6/ - Amplifier Gain B/C 2	1.0
Series 0 Recording/Tracks/Track 1/Detection Channels/Detection Channel 6/ - Amplifier Offset	0.1
Series 0 Recording/Tracks/Track 1/Detection Channels/Detection Channel 6/ - Amplifier Offset B/C 1	0.1
Series 0 Recording/Tracks/Track 1/Detection Channels/Detection Channel 6/ - Amplifier Offset B/C 2	0.1
Series 0 Recording/Tracks/Track 1/Detection Channels/Detection Channel 6/ - Detection Channel Name	ChS5
Series 0 Recording/Tracks/Track 1/Detection Channels/Detection Channel 6/ - Detector Gain	836.6568914956013
Series 0 Recording/Tracks/Track 1/Detection Channels/Detection Channel 6/ - Detector Gain B/C 1	0.0
Series 0 Recording/Tracks/Track 1/Detection Channels/Detection Channel 6/ - Detector Gain B/C 2	0.0
Series 0 Recording/Tracks/Track 1/Detection Channels/Detection Channel 6/ - Detector Name	PmtSPI1x
Series 0 Recording/Tracks/Track 1/Detection Channels/Detection Channel 6/ - Dye Name	`
Series 0 Recording/Tracks/Track 1/Detection Channels/Detection Channel 6/ - Integrator Name	IntegratorSPI
Series 0 Recording/Tracks/Track 1/Detection Channels/Detection Channel 6/ - Pinhole Diameter	162.0
Series 0 Recording/Tracks/Track 1/Detection Channels/Detection Channel 6/ - Pinhole Name	PH1
Series 0 Recording/Tracks/Track 1/Detection Channels/Detection Channel 6/ - SPI Wavelength End	753.73
Series 0 Recording/Tracks/Track 1/Detection Channels/Detection Channel 6/ - SPI Wavelength Start	411.33
Series 0 Recording/Tracks/Track 1/Detection Channels/Detection Channel 6/ - Spectral Scan Channels	32
Series 0 Recording/Tracks/Track 1/Detection Channels/Detection Channel 6/ - null	575.0
Series 0 Recording/Tracks/Track 1/Detection Channels/Detection Channel 7/ - Acquire	0
Series 0 Recording/Tracks/Track 1/Detection Channels/Detection Channel 7/ - Amplifier Gain	1.0
Series 0 Recording/Tracks/Track 1/Detection Channels/Detection Channel 7/ - Amplifier Gain B/C 1	1.0
Series 0 Recording/Tracks/Track 1/Detection Channels/Detection Channel 7/ - Amplifier Gain B/C 2	1.0
Series 0 Recording/Tracks/Track 1/Detection Channels/Detection Channel 7/ - Amplifier Offset	0.1
Series 0 Recording/Tracks/Track 1/Detection Channels/Detection Channel 7/ - Amplifier Offset B/C 1	0.1
Series 0 Recording/Tracks/Track 1/Detection Channels/Detection Channel 7/ - Amplifier Offset B/C 2	0.1
Series 0 Recording/Tracks/Track 1/Detection Channels/Detection Channel 7/ - Detection Channel Name	ChS6
Series 0 Recording/Tracks/Track 1/Detection Channels/Detection Channel 7/ - Detector Gain	836.6568914956013
Series 0 Recording/Tracks/Track 1/Detection Channels/Detection Channel 7/ - Detector Gain B/C 1	0.0
Series 0 Recording/Tracks/Track 1/Detection Channels/Detection Channel 7/ - Detector Gain B/C 2	0.0
Series 0 Recording/Tracks/Track 1/Detection Channels/Detection Channel 7/ - Detector Name	PmtSPI1(
Series 0 Recording/Tracks/Track 1/Detection Channels/Detection Channel 7/ - Dye Folder	j
Series 0 Recording/Tracks/Track 1/Detection Channels/Detection Channel 7/ - Dye Name	M
Series 0 Recording/Tracks/Track 1/Detection Channels/Detection Channel 7/ - Integrator Name	IntegratorSPI
Series 0 Recording/Tracks/Track 1/Detection Channels/Detection Channel 7/ - Pinhole Diameter	162.0
Series 0 Recording/Tracks/Track 1/Detection Channels/Detection Channel 7/ - Pinhole Name	PH1
Series 0 Recording/Tracks/Track 1/Detection Channels/Detection Channel 7/ - SPI Wavelength End	753.73
Series 0 Recording/Tracks/Track 1/Detection Channels/Detection Channel 7/ - SPI Wavelength Start	411.33
Series 0 Recording/Tracks/Track 1/Detection Channels/Detection Channel 7/ - Spectral Scan Channels	32
Series 0 Recording/Tracks/Track 1/Detection Channels/Detection Channel 7/ - null	575.0
Series 0 Recording/Tracks/Track 1/Detection Channels/Detection Channel 8/ - Acquire	0
Series 0 Recording/Tracks/Track 1/Detection Channels/Detection Channel 8/ - Amplifier Gain	1.0
Series 0 Recording/Tracks/Track 1/Detection Channels/Detection Channel 8/ - Amplifier Gain B/C 1	1.0
Series 0 Recording/Tracks/Track 1/Detection Channels/Detection Channel 8/ - Amplifier Gain B/C 2	1.0
Series 0 Recording/Tracks/Track 1/Detection Channels/Detection Channel 8/ - Amplifier Offset	0.1
Series 0 Recording/Tracks/Track 1/Detection Channels/Detection Channel 8/ - Amplifier Offset B/C 1	0.1
Series 0 Recording/Tracks/Track 1/Detection Channels/Detection Channel 8/ - Amplifier Offset B/C 2	0.1
Series 0 Recording/Tracks/Track 1/Detection Channels/Detection Channel 8/ - Detection Channel Name	ChS7
Series 0 Recording/Tracks/Track 1/Detection Channels/Detection Channel 8/ - Detector Gain	836.6568914956013
Series 0 Recording/Tracks/Track 1/Detection Channels/Detection Channel 8/ - Detector Gain B/C 1	0.0
Series 0 Recording/Tracks/Track 1/Detection Channels/Detection Channel 8/ - Detector Gain B/C 2	0.0
Series 0 Recording/Tracks/Track 1/Detection Channels/Detection Channel 8/ - Detector Name	PmtSPI1j
Series 0 Recording/Tracks/Track 1/Detection Channels/Detection Channel 8/ - Dye Folder	c
Series 0 Recording/Tracks/Track 1/Detection Channels/Detection Channel 8/ - Dye Name	l
Series 0 Recording/Tracks/Track 1/Detection Channels/Detection Channel 8/ - Integrator Name	IntegratorSPI
Series 0 Recording/Tracks/Track 1/Detection Channels/Detection Channel 8/ - Pinhole Diameter	162.0
Series 0 Recording/Tracks/Track 1/Detection Channels/Detection Channel 8/ - Pinhole Name	PH1
Series 0 Recording/Tracks/Track 1/Detection Channels/Detection Channel 8/ - SPI Wavelength End	753.73
Series 0 Recording/Tracks/Track 1/Detection Channels/Detection Channel 8/ - SPI Wavelength Start	411.33
Series 0 Recording/Tracks/Track 1/Detection Channels/Detection Channel 8/ - Spectral Scan Channels	32
Series 0 Recording/Tracks/Track 1/Detection Channels/Detection Channel 8/ - null	575.0
Series 0 Recording/Tracks/Track 1/Detection Channels/Detection Channel 9/ - Acquire	0
Series 0 Recording/Tracks/Track 1/Detection Channels/Detection Channel 9/ - Amplifier Gain	1.0
Series 0 Recording/Tracks/Track 1/Detection Channels/Detection Channel 9/ - Amplifier Gain B/C 1	1.0
Series 0 Recording/Tracks/Track 1/Detection Channels/Detection Channel 9/ - Amplifier Gain B/C 2	1.0
Series 0 Recording/Tracks/Track 1/Detection Channels/Detection Channel 9/ - Amplifier Offset	0.1
Series 0 Recording/Tracks/Track 1/Detection Channels/Detection Channel 9/ - Amplifier Offset B/C 1	0.1
Series 0 Recording/Tracks/Track 1/Detection Channels/Detection Channel 9/ - Amplifier Offset B/C 2	0.1
Series 0 Recording/Tracks/Track 1/Detection Channels/Detection Channel 9/ - Detection Channel Name	ChS8?
Series 0 Recording/Tracks/Track 1/Detection Channels/Detection Channel 9/ - Detector Gain	836.6568914956013
Series 0 Recording/Tracks/Track 1/Detection Channels/Detection Channel 9/ - Detector Gain B/C 1	0.0
Series 0 Recording/Tracks/Track 1/Detection Channels/Detection Channel 9/ - Detector Gain B/C 2	0.0
Series 0 Recording/Tracks/Track 1/Detection Channels/Detection Channel 9/ - Detector Name	PmtSPI1
Series 0 Recording/Tracks/Track 1/Detection Channels/Detection Channel 9/ - Dye Folder	}
Series 0 Recording/Tracks/Track 1/Detection Channels/Detection Channel 9/ - Dye Name	x
Series 0 Recording/Tracks/Track 1/Detection Channels/Detection Channel 9/ - Integrator Name	IntegratorSPIM
Series 0 Recording/Tracks/Track 1/Detection Channels/Detection Channel 9/ - Pinhole Diameter	162.0
Series 0 Recording/Tracks/Track 1/Detection Channels/Detection Channel 9/ - Pinhole Name	PH1?
Series 0 Recording/Tracks/Track 1/Detection Channels/Detection Channel 9/ - SPI Wavelength End	753.73
Series 0 Recording/Tracks/Track 1/Detection Channels/Detection Channel 9/ - SPI Wavelength Start	411.33
Series 0 Recording/Tracks/Track 1/Detection Channels/Detection Channel 9/ - Spectral Scan Channels	32
Series 0 Recording/Tracks/Track 1/Detection Channels/Detection Channel 9/ - null	575.0
Series 0 Recording/Tracks/Track 1/Illumination Channels/ - null	0.0
Series 0 Recording/Tracks/Track 1/Illumination Channels/Illumination Channel 1/ - Acquire	0
Series 0 Recording/Tracks/Track 1/Illumination Channels/Illumination Channel 1/ - Name	633
Series 0 Recording/Tracks/Track 1/Illumination Channels/Illumination Channel 1/ - Power	0.1
Series 0 Recording/Tracks/Track 1/Illumination Channels/Illumination Channel 1/ - Power B/C 1	0.1
Series 0 Recording/Tracks/Track 1/Illumination Channels/Illumination Channel 1/ - Power B/C 2	0.1
Series 0 Recording/Tracks/Track 1/Illumination Channels/Illumination Channel 1/ - Wavelength	633.0
Series 0 Recording/Tracks/Track 1/Illumination Channels/Illumination Channel 1/ - null	FW1(
Series 0 Recording/Tracks/Track 1/Illumination Channels/Illumination Channel 2/ - Acquire	0
Series 0 Recording/Tracks/Track 1/Illumination Channels/Illumination Channel 2/ - Name	458
Series 0 Recording/Tracks/Track 1/Illumination Channels/Illumination Channel 2/ - Power	0.1
Series 0 Recording/Tracks/Track 1/Illumination Channels/Illumination Channel 2/ - Power B/C 1	0.1
Series 0 Recording/Tracks/Track 1/Illumination Channels/Illumination Channel 2/ - Power B/C 2	0.1
Series 0 Recording/Tracks/Track 1/Illumination Channels/Illumination Channel 2/ - Wavelength	458.0
Series 0 Recording/Tracks/Track 1/Illumination Channels/Illumination Channel 2/ - null	0.1
Series 0 Recording/Tracks/Track 1/Illumination Channels/Illumination Channel 3/ - Acquire	0
Series 0 Recording/Tracks/Track 1/Illumination Channels/Illumination Channel 3/ - Name	488
Series 0 Recording/Tracks/Track 1/Illumination Channels/Illumination Channel 3/ - Power	0.1
Series 0 Recording/Tracks/Track 1/Illumination Channels/Illumination Channel 3/ - Power B/C 1	0.1
Series 0 Recording/Tracks/Track 1/Illumination Channels/Illumination Channel 3/ - Power B/C 2	0.1
Series 0 Recording/Tracks/Track 1/Illumination Channels/Illumination Channel 3/ - Wavelength	488.0
Series 0 Recording/Tracks/Track 1/Illumination Channels/Illumination Channel 3/ - null	0.1
Series 0 Recording/Tracks/Track 1/Illumination Channels/Illumination Channel 4/ - Acquire	0
Series 0 Recording/Tracks/Track 1/Illumination Channels/Illumination Channel 4/ - Name	514
Series 0 Recording/Tracks/Track 1/Illumination Channels/Illumination Channel 4/ - Power	0.1
Series 0 Recording/Tracks/Track 1/Illumination Channels/Illumination Channel 4/ - Power B/C 1	0.1
Series 0 Recording/Tracks/Track 1/Illumination Channels/Illumination Channel 4/ - Power B/C 2	0.1
Series 0 Recording/Tracks/Track 1/Illumination Channels/Illumination Channel 4/ - Wavelength	514.0
Series 0 Recording/Tracks/Track 1/Illumination Channels/Illumination Channel 4/ - null	0.1
Series 0 Recording/Tracks/Track 1/Illumination Channels/Illumination Channel 5/ - Acquire	0
Series 0 Recording/Tracks/Track 1/Illumination Channels/Illumination Channel 5/ - Name	543
Series 0 Recording/Tracks/Track 1/Illumination Channels/Illumination Channel 5/ - Power	0.1
Series 0 Recording/Tracks/Track 1/Illumination Channels/Illumination Channel 5/ - Power B/C 1	0.1
Series 0 Recording/Tracks/Track 1/Illumination Channels/Illumination Channel 5/ - Power B/C 2	0.1
Series 0 Recording/Tracks/Track 1/Illumination Channels/Illumination Channel 5/ - Wavelength	543.0
Series 0 Recording/Tracks/Track 1/Illumination Channels/Illumination Channel 5/ - null	0.1
Series 0 Recording/Tracks/Track 1/Illumination Channels/Illumination Channel 6/ - Acquire	0
Series 0 Recording/Tracks/Track 1/Illumination Channels/Illumination Channel 6/ - Name	405!
Series 0 Recording/Tracks/Track 1/Illumination Channels/Illumination Channel 6/ - Power	0.1
Series 0 Recording/Tracks/Track 1/Illumination Channels/Illumination Channel 6/ - Power B/C 1	0.1
Series 0 Recording/Tracks/Track 1/Illumination Channels/Illumination Channel 6/ - Power B/C 2	0.1
Series 0 Recording/Tracks/Track 1/Illumination Channels/Illumination Channel 6/ - Wavelength	405.0
Series 0 Recording/Tracks/Track 1/Illumination Channels/Illumination Channel 6/ - null	0.1
Series 0 Recording/Tracks/Track 1/Illumination Channels/Illumination Channel 7/ - Acquire	0
Series 0 Recording/Tracks/Track 1/Illumination Channels/Illumination Channel 7/ - Name	HAL
Series 0 Recording/Tracks/Track 1/Illumination Channels/Illumination Channel 7/ - Power	0.0
Series 0 Recording/Tracks/Track 1/Illumination Channels/Illumination Channel 7/ - Power B/C 1	0.0
Series 0 Recording/Tracks/Track 1/Illumination Channels/Illumination Channel 7/ - Power B/C 2	0.0
Series 0 Recording/Tracks/Track 1/Illumination Channels/Illumination Channel 7/ - Wavelength	0.0
Series 0 Recording/Tracks/Track 1/Illumination Channels/Illumination Channel 7/ - null	0.1
Series 0 ScanType	x-y-z scan
Series 0 SpectralScan	no spectral scan
Series 0 StructureSize	512
Series 0 ThumbnailX	128
Series 0 ThumbnailY	128
Series 0 TimeInterval	1.0
Series 0 ToolbarFlags	0
Series 0 VoxelSizeX	1.7995371783466279
Series 0 VoxelSizeY	1.7995371783466279
Series 0 VoxelSizeZ	1.0
Series 1 - null	None
Series 1 ChannelName0	ChS1-T1
Series 1 DataType	8 bit unsigned integer
Series 1 DataType2	original scan data
Series 1 DimensionChannels	3
Series 1 DimensionX	512
Series 1 DimensionY	512
Series 1 DimensionZ	1
Series 1 DisplayAspectTime	1.0
Series 1 DisplayAspectX	1.0
Series 1 DisplayAspectY	1.0
Series 1 DisplayAspectZ	1.0
Series 1 MagicNumber	67127628
Series 1 OriginX	0.0
Series 1 OriginY	0.0
Series 1 OriginZ	0.0
Series 1 Recording/ - Camera Binning	0
Series 1 Recording/ - Camera Frame Height	2
Series 1 Recording/ - Camera Frame Width	4
Series 1 Recording/ - Camera Offset X	0.0
Series 1 Recording/ - Camera Offset Y	0.0
Series 1 Recording/ - Camera Supersampling	0
Series 1 Recording/ - Images Height	512
Series 1 Recording/ - Images Width	512
Series 1 Recording/ - Interpolation Y	1
Series 1 Recording/ - Line Spacing	1.7995371783466279
Series 1 Recording/ - Lines Per Plane	512
Series 1 Recording/ - Linescan XY Size	512
Series 1 Recording/ - Name	FCbASwt2
Series 1 Recording/ - Number of Channels	3
Series 1 Recording/ - Number of Planes	1
Series 1 Recording/ - Number of Stacks	1
Series 1 Recording/ - Objective	Plan-Neofluar 10x/0.37
Series 1 Recording/ - Original Scan Data	0
Series 1 Recording/ - Plane Height	921.3630353134735
Series 1 Recording/ - Plane Spacing	1.0
Series 1 Recording/ - Plane Width	921.3630353134735
Series 1 Recording/ - Planes Per Volume	1
Series 1 Recording/ - Position B/C Contrast 1	15742.174999999988
Series 1 Recording/ - Position B/C Contrast 2	15742.174999999988
Series 1 Recording/ - Precession	0.0
Series 1 Recording/ - Rotation	0.0
Series 1 Recording/ - Sample 0Time	40003.38630913194
Series 1 Recording/ - Sample 0X	0.0
Series 1 Recording/ - Sample 0Y	0.0
Series 1 Recording/ - Sample 0Z	0.0
Series 1 Recording/ - Sample Spacing	1.7995371783466279
Series 1 Recording/ - Samples Per Line	512
Series 1 Recording/ - Scan Direction	0
Series 1 Recording/ - Scan Mode	Plane,
Series 1 Recording/ - Scan Type	unused
Series 1 Recording/ - Special Scan Mode	NoSpecialMode
Series 1 Recording/ - Start Scan Event	0
Series 1 Recording/ - Start Scan Time	0.0
Series 1 Recording/ - Start Scan Trigger In	None
Series 1 Recording/ - Start Scan Trigger Out	None
Series 1 Recording/ - Stop Scan Event	0
Series 1 Recording/ - Stop Scan Time	0.0
Series 1 Recording/ - Stop Scan Trigger In	None
Series 1 Recording/ - Stop Scan Trigger Out	None
Series 1 Recording/ - Time Series	0
Series 1 Recording/ - Use B/C Correction	0
Series 1 Recording/ - Use ROIs	0
Series 1 Recording/ - Use Reduced Memory ROIs	0
Series 1 Recording/ - User	ametz
Series 1 Recording/ - Volume Depth	0.0
Series 1 Recording/ - Zoom X	1.0
Series 1 Recording/ - Zoom Y	1.0
Series 1 Recording/ - Zoom Z	1.0
Series 1 Recording/ - null	None
Series 1 Recording/Lasers/ - null	0.0
Series 1 Recording/Lasers/Laser 1/ - Acquire	-1
Series 1 Recording/Lasers/Laser 1/ - Name	Laser Diode 405n
Series 1 Recording/Lasers/Laser 1/ - Power	25.0
Series 1 Recording/Lasers/Laser 1/ - null	0.0
Series 1 Recording/Lasers/Laser 2/ - Acquire	-1
Series 1 Recording/Lasers/Laser 2/ - Name	Argon/2
Series 1 Recording/Lasers/Laser 2/ - Power	7.5
Series 1 Recording/Lasers/Laser 2/ - null	25.0
Series 1 Recording/Lasers/Laser 3/ - Acquire	-1
Series 1 Recording/Lasers/Laser 3/ - Name	HeNe1
Series 1 Recording/Lasers/Laser 3/ - Power	1.0
Series 1 Recording/Lasers/Laser 3/ - null	7.5
Series 1 Recording/Lasers/Laser 4/ - Acquire	0
Series 1 Recording/Lasers/Laser 4/ - Name	HeNe2
Series 1 Recording/Lasers/Laser 4/ - Power	0.0
Series 1 Recording/Lasers/Laser 4/ - null	1.0
Series 1 Recording/Markers/ - null	None
Series 1 Recording/Markers/Marker 1/ - Description	;
Series 1 Recording/Markers/Marker 1/ - Name	Marker1H
Series 1 Recording/Markers/Marker 1/ - Trigger In	None
Series 1 Recording/Markers/Marker 1/ - Trigger Out	None
Series 1 Recording/Markers/Marker 1/ - null	0
Series 1 Recording/Markers/Marker 2/ - Name	Marker2
Series 1 Recording/Markers/Marker 2/ - Trigger In	None

Series 1 Recording/Markers/Marker 2/ - Trigger Out	None:
Series 1 Recording/Markers/Marker 2/ - null	None
Series 1 Recording/Markers/Marker 3/ - Name	Marker3I
Series 1 Recording/Markers/Marker 3/ - Trigger In	None"
Series 1 Recording/Markers/Marker 3/ - Trigger Out	None
Series 1 Recording/Markers/Marker 3/ - null	None:
Series 1 Recording/Markers/Marker 4/ - Name	Marker4H
Series 1 Recording/Markers/Marker 4/ - Trigger In	None
Series 1 Recording/Markers/Marker 4/ - Trigger Out	NoneL
Series 1 Recording/Markers/Marker 4/ - null	None
Series 1 Recording/Markers/Marker 5/ - Description	E
Series 1 Recording/Markers/Marker 5/ - Name	Marker5L
Series 1 Recording/Markers/Marker 5/ - Trigger In	None
Series 1 Recording/Markers/Marker 5/ - Trigger Out	None
Series 1 Recording/Markers/Marker 5/ - null	NoneL
Series 1 Recording/Markers/Marker 6/ - Name	Marker6
Series 1 Recording/Markers/Marker 6/ - Trigger In	None
Series 1 Recording/Markers/Marker 6/ - Trigger Out	None+
Series 1 Recording/Markers/Marker 6/ - null	None
Series 1 Recording/Markers/Marker 7/ - Name	Marker7?
Series 1 Recording/Markers/Marker 7/ - Trigger In	None
Series 1 Recording/Markers/Marker 7/ - Trigger Out	None
Series 1 Recording/Markers/Marker 7/ - null	None+
Series 1 Recording/Timers/ - null	0
Series 1 Recording/Timers/Timer 1/ - Interval	1.0
Series 1 Recording/Timers/Timer 1/ - Name	Timer1y
Series 1 Recording/Timers/Timer 1/ - Trigger In	NoneD
Series 1 Recording/Timers/Timer 1/ - Trigger Out	None
Series 1 Recording/Timers/Timer 1/ - null	0
Series 1 Recording/Timers/Timer 2/ - Interval	0.0
Series 1 Recording/Timers/Timer 2/ - Name	Timer2H
Series 1 Recording/Timers/Timer 2/ - Trigger In	None
Series 1 Recording/Timers/Timer 2/ - Trigger Out	None
Series 1 Recording/Timers/Timer 2/ - null	0
Series 1 Recording/Timers/Timer 3/ - Interval	0.0
Series 1 Recording/Timers/Timer 3/ - Name	Timer3
Series 1 Recording/Timers/Timer 3/ - Trigger In	NoneS
Series 1 Recording/Timers/Timer 3/ - Trigger Out	Noneb
Series 1 Recording/Timers/Timer 3/ - null	0
Series 1 Recording/Timers/Timer 4/ - Interval	0.0
Series 1 Recording/Timers/Timer 4/ - Name	Timer44
Series 1 Recording/Timers/Timer 4/ - Trigger In	NoneG
Series 1 Recording/Timers/Timer 4/ - Trigger Out	NoneO
Series 1 Recording/Timers/Timer 4/ - null	0
Series 1 Recording/Timers/Timer 5/ - Interval	0.0
Series 1 Recording/Timers/Timer 5/ - Name	Timer5
Series 1 Recording/Timers/Timer 5/ - Trigger In	None
Series 1 Recording/Timers/Timer 5/ - Trigger Out	None
Series 1 Recording/Timers/Timer 5/ - null	0
Series 1 Recording/Timers/Timer 6/ - Interval	0.0
Series 1 Recording/Timers/Timer 6/ - Name	Timer6
Series 1 Recording/Timers/Timer 6/ - Trigger In	NoneR
Series 1 Recording/Timers/Timer 6/ - Trigger Out	None7
Series 1 Recording/Timers/Timer 6/ - null	0
Series 1 Recording/Tracks/ - null	0.0
Series 1 Recording/Tracks/Track 1/ - Acquire	0
Series 1 Recording/Tracks/Track 1/ - Bleach After Scan Number	0
Series 1 Recording/Tracks/Track 1/ - Bleach Count	1
Series 1 Recording/Tracks/Track 1/ - Bleach Position Z	0.0
Series 1 Recording/Tracks/Track 1/ - Bleach Scan Number	1
Series 1 Recording/Tracks/Track 1/ - Collimator 1 Name	IR/Vis(
Series 1 Recording/Tracks/Track 1/ - Collimator 1 Position	1
Series 1 Recording/Tracks/Track 1/ - Collimator 2 Name	UV/Visr
Series 1 Recording/Tracks/Track 1/ - Collimator 2 Position	52
Series 1 Recording/Tracks/Track 1/ - Condensor Aperture	0.0
Series 1 Recording/Tracks/Track 1/ - Condensor Frontlens	0
Series 1 Recording/Tracks/Track 1/ - Condensor Revolver	@
Series 1 Recording/Tracks/Track 1/ - Enable Spot Bleach Pos	0
Series 1 Recording/Tracks/Track 1/ - Field Stop Value	98.27235772357723
Series 1 Recording/Tracks/Track 1/ - ID Condensor Aperture	a
Series 1 Recording/Tracks/Track 1/ - ID Condensor Frontlens	J
Series 1 Recording/Tracks/Track 1/ - ID Condensor Revolver	I
Series 1 Recording/Tracks/Track 1/ - ID Field Stop	LFB1
Series 1 Recording/Tracks/Track 1/ - ID Transmission 1	1.0
Series 1 Recording/Tracks/Track 1/ - ID Transmission 2	1.0
Series 1 Recording/Tracks/Track 1/ - ID Transmission Filter 1	FWVirtualx
Series 1 Recording/Tracks/Track 1/ - ID Transmission Filter 2	9
Series 1 Recording/Tracks/Track 1/ - Is Bleach Track	0
Series 1 Recording/Tracks/Track 1/ - Is Ratio Track	0
Series 1 Recording/Tracks/Track 1/ - Multiplex Order	4
Series 1 Recording/Tracks/Track 1/ - Multiplex Type	1
Series 1 Recording/Tracks/Track 1/ - Name	Lambda

Series 1 Recording/Tracks/Track 1/ - Pixel Time	12.79999992220837
Series 1 Recording/Tracks/Track 1/ - Repeat Bleach	0
Series 1 Recording/Tracks/Track 1/ - SPI Center Wavelength	582.53
Series 1 Recording/Tracks/Track 1/ - Sampling Method	1
Series 1 Recording/Tracks/Track 1/ - Sampling Mode	1
Series 1 Recording/Tracks/Track 1/ - Sampling Number	4
Series 1 Recording/Tracks/Track 1/ - Spot Bleach Position X	0.0
Series 1 Recording/Tracks/Track 1/ - Spot Bleach Position Y	0.0
Series 1 Recording/Tracks/Track 1/ - Trigger In	Nonev
Series 1 Recording/Tracks/Track 1/ - Trigger Out	NoneO
Series 1 Recording/Tracks/Track 1/ - null	0.0
Series 1 Recording/Tracks/Track 1/Beam Splitters/ - null	FW13
Series 1 Recording/Tracks/Track 1/Beam Splitters/Beam Splitter 1/ - Filter	HFT 405/488/543D
Series 1 Recording/Tracks/Track 1/Beam Splitters/Beam Splitter 1/ - Filter Set	HT
Series 1 Recording/Tracks/Track 1/Beam Splitters/Beam Splitter 1/ - Name	HTr
Series 1 Recording/Tracks/Track 1/Beam Splitters/Beam Splitter 1/ - null	575.0
Series 1 Recording/Tracks/Track 1/Beam Splitters/Beam Splitter 2/ - Filter	Nonei
Series 1 Recording/Tracks/Track 1/Beam Splitters/Beam Splitter 2/ - Filter Set	NT1
Series 1 Recording/Tracks/Track 1/Beam Splitters/Beam Splitter 2/ - Name	NT1h
Series 1 Recording/Tracks/Track 1/Beam Splitters/Beam Splitter 2/ - null	HTr
Series 1 Recording/Tracks/Track 1/Beam Splitters/Beam Splitter 3/ - Filter	NFT 490
Series 1 Recording/Tracks/Track 1/Beam Splitters/Beam Splitter 3/ - Filter Set	NT2
Series 1 Recording/Tracks/Track 1/Beam Splitters/Beam Splitter 3/ - Name	NT2
Series 1 Recording/Tracks/Track 1/Beam Splitters/Beam Splitter 3/ - null	NT1h
Series 1 Recording/Tracks/Track 1/Beam Splitters/Beam Splitter 4/ - Filter	NoneI
Series 1 Recording/Tracks/Track 1/Beam Splitters/Beam Splitter 4/ - Filter Set	NT3d
Series 1 Recording/Tracks/Track 1/Beam Splitters/Beam Splitter 4/ - Name	NT3,
Series 1 Recording/Tracks/Track 1/Beam Splitters/Beam Splitter 4/ - null	NT2
Series 1 Recording/Tracks/Track 1/Beam Splitters/Beam Splitter 5/ - Filter	None6
Series 1 Recording/Tracks/Track 1/Beam Splitters/Beam Splitter 5/ - Filter Set	FW1
Series 1 Recording/Tracks/Track 1/Beam Splitters/Beam Splitter 5/ - Name	FW13
Series 1 Recording/Tracks/Track 1/Beam Splitters/Beam Splitter 5/ - null	NT3,
Series 1 Recording/Tracks/Track 1/Data Channels/ - null	0.0
Series 1 Recording/Tracks/Track 1/Data Channels/Data Channel 1/ - Acquire	-1
Series 1 Recording/Tracks/Track 1/Data Channels/Data Channel 1/ - Bits Per Sample	8
Series 1 Recording/Tracks/Track 1/Data Channels/Data Channel 1/ - Color	10026752
Series 1 Recording/Tracks/Track 1/Data Channels/Data Channel 1/ - Name	Ch3E
Series 1 Recording/Tracks/Track 1/Data Channels/Data Channel 1/ - Ratio Channel 1	Ch1
Series 1 Recording/Tracks/Track 1/Data Channels/Data Channel 1/ - Ratio Channel 2	Ch1d
Series 1 Recording/Tracks/Track 1/Data Channels/Data Channel 1/ - Ratio Const. 1	0.0
Series 1 Recording/Tracks/Track 1/Data Channels/Data Channel 1/ - Ratio Const. 2	0.0
Series 1 Recording/Tracks/Track 1/Data Channels/Data Channel 1/ - Ratio Const. 3	1.0
Series 1 Recording/Tracks/Track 1/Data Channels/Data Channel 1/ - Ratio Const. 4	0.0
Series 1 Recording/Tracks/Track 1/Data Channels/Data Channel 1/ - Ratio Const. 5	1.0
Series 1 Recording/Tracks/Track 1/Data Channels/Data Channel 1/ - Ratio Const. 6	0.0
Series 1 Recording/Tracks/Track 1/Data Channels/Data Channel 1/ - Ratio First Images 1	-1
Series 1 Recording/Tracks/Track 1/Data Channels/Data Channel 1/ - Ratio First Images 2	-1
Series 1 Recording/Tracks/Track 1/Data Channels/Data Channel 1/ - Ratio Track 1	0
Series 1 Recording/Tracks/Track 1/Data Channels/Data Channel 1/ - Ratio Track 2	0
Series 1 Recording/Tracks/Track 1/Data Channels/Data Channel 1/ - Ratio Type	0
Series 1 Recording/Tracks/Track 1/Data Channels/Data Channel 1/ - Sample Type	1
Series 1 Recording/Tracks/Track 1/Data Channels/Data Channel 1/ - Spectrum	-1.0000 -1.0000 -1.0000 -1.0000 -1.0000 -1.0000 -1.0000 -1.0000 -1.0000 -1.0000 -1.0000 -1.0000 -1.0000 -1.0000 -1.0000 -1.0000 -1.0000 -1.0000 -1.0000 -1.0000 -1.0000 -1.0000 -1.0000 -1.0000 -1.0000 -1.0000 -1.0000 -1.0000 -1.0000 -1.0000 -1.0000 -1.0000 1.0000 0.0000M
Series 1 Recording/Tracks/Track 1/Data Channels/Data Channel 1/ - null	0
Series 1 Recording/Tracks/Track 1/Detection Channels/ - null	575.0
Series 1 Recording/Tracks/Track 1/Detection Channels/Detection Channel 10/ - Acquire	-1
Series 1 Recording/Tracks/Track 1/Detection Channels/Detection Channel 10/ - Amplifier Gain	1.0
Series 1 Recording/Tracks/Track 1/Detection Channels/Detection Channel 10/ - Amplifier Gain B/C 1	1.0
Series 1 Recording/Tracks/Track 1/Detection Channels/Detection Channel 10/ - Amplifier Gain B/C 2	1.0
Series 1 Recording/Tracks/Track 1/Detection Channels/Detection Channel 10/ - Amplifier Offset	0.1
Series 1 Recording/Tracks/Track 1/Detection Channels/Detection Channel 10/ - Amplifier Offset B/C 1	0.1
Series 1 Recording/Tracks/Track 1/Detection Channels/Detection Channel 10/ - Amplifier Offset B/C 2	0.1
Series 1 Recording/Tracks/Track 1/Detection Channels/Detection Channel 10/ - Detection Channel Name	ChS@
Series 1 Recording/Tracks/Track 1/Detection Channels/Detection Channel 10/ - Detector Gain	836.6568914956013
Series 1 Recording/Tracks/Track 1/Detection Channels/Detection Channel 10/ - Detector Gain B/C 1	0.0
Series 1 Recording/Tracks/Track 1/Detection Channels/Detection Channel 10/ - Detector Gain B/C 2	0.0
Series 1 Recording/Tracks/Track 1/Detection Channels/Detection Channel 10/ - Detector Name	PmtSPI1)
Series 1 Recording/Tracks/Track 1/Detection Channels/Detection Channel 10/ - Dye Folder	$
Series 1 Recording/Tracks/Track 1/Detection Channels/Detection Channel 10/ - Dye Name	Q
Series 1 Recording/Tracks/Track 1/Detection Channels/Detection Channel 10/ - Pinhole Diameter	162.0
Series 1 Recording/Tracks/Track 1/Detection Channels/Detection Channel 10/ - Pinhole Name	PH1V
Series 1 Recording/Tracks/Track 1/Detection Channels/Detection Channel 10/ - SPI Wavelength End	753.73
Series 1 Recording/Tracks/Track 1/Detection Channels/Detection Channel 10/ - SPI Wavelength Start	411.33
Series 1 Recording/Tracks/Track 1/Detection Channels/Detection Channel 10/ - Spectral Scan Channels	32
Series 1 Recording/Tracks/Track 1/Detection Channels/Detection Channel 10/ - null	575.0
Series 1 Recording/Tracks/Track 1/Detection Channels/Detection Channel 11/ - Acquire	0
Series 1 Recording/Tracks/Track 1/Detection Channels/Detection Channel 11/ - Amplifier Gain	1.0
Series 1 Recording/Tracks/Track 1/Detection Channels/Detection Channel 11/ - Amplifier Gain B/C 1	1.0
Series 1 Recording/Tracks/Track 1/Detection Channels/Detection Channel 11/ - Amplifier Gain B/C 2	1.0
Series 1 Recording/Tracks/Track 1/Detection Channels/Detection Channel 11/ - Amplifier Offset	0.1
Series 1 Recording/Tracks/Track 1/Detection Channels/Detection Channel 11/ - Amplifier Offset B/C 1	0.1
Series 1 Recording/Tracks/Track 1/Detection Channels/Detection Channel 11/ - Amplifier Offset B/C 2	0.1
Series 1 Recording/Tracks/Track 1/Detection Channels/Detection Channel 11/ - Detection Channel Name	Ch2
Series 1 Recording/Tracks/Track 1/Detection Channels/Detection Channel 11/ - Detector Gain	715.686274509804
Series 1 Recording/Tracks/Track 1/Detection Channels/Detection Channel 11/ - Detector Gain B/C 1	0.0
Series 1 Recording/Tracks/Track 1/Detection Channels/Detection Channel 11/ - Detector Gain B/C 2	0.0
Series 1 Recording/Tracks/Track 1/Detection Channels/Detection Channel 11/ - Detector Name	Pmt2
Series 1 Recording/Tracks/Track 1/Detection Channels/Detection Channel 11/ - Dye Folder	X
Series 1 Recording/Tracks/Track 1/Detection Channels/Detection Channel 11/ - Dye Name	T
Series 1 Recording/Tracks/Track 1/Detection Channels/Detection Channel 11/ - Filter Name	BP 420-480{
Series 1 Recording/Tracks/Track 1/Detection Channels/Detection Channel 11/ - Filter Set Name	EF2h
Series 1 Recording/Tracks/Track 1/Detection Channels/Detection Channel 11/ - Integrator Name	_
Series 1 Recording/Tracks/Track 1/Detection Channels/Detection Channel 11/ - Pinhole Diameter	57.0
Series 1 Recording/Tracks/Track 1/Detection Channels/Detection Channel 11/ - Pinhole Name	PH28
Series 1 Recording/Tracks/Track 1/Detection Channels/Detection Channel 11/ - SPI Wavelength End	735.0
Series 1 Recording/Tracks/Track 1/Detection Channels/Detection Channel 11/ - SPI Wavelength Start	415.0
Series 1 Recording/Tracks/Track 1/Detection Channels/Detection Channel 11/ - Spectral Scan Channels	32
Series 1 Recording/Tracks/Track 1/Detection Channels/Detection Channel 11/ - null	575.0
Series 1 Recording/Tracks/Track 1/Detection Channels/Detection Channel 12/ - Acquire	0
Series 1 Recording/Tracks/Track 1/Detection Channels/Detection Channel 12/ - Amplifier Gain	1.0
Series 1 Recording/Tracks/Track 1/Detection Channels/Detection Channel 12/ - Amplifier Gain B/C 1	1.0
Series 1 Recording/Tracks/Track 1/Detection Channels/Detection Channel 12/ - Amplifier Gain B/C 2	1.0
Series 1 Recording/Tracks/Track 1/Detection Channels/Detection Channel 12/ - Amplifier Offset	0.1
Series 1 Recording/Tracks/Track 1/Detection Channels/Detection Channel 12/ - Amplifier Offset B/C 1	0.1
Series 1 Recording/Tracks/Track 1/Detection Channels/Detection Channel 12/ - Amplifier Offset B/C 2	0.1
Series 1 Recording/Tracks/Track 1/Detection Channels/Detection Channel 12/ - Detection Channel Name	Ch3.
Series 1 Recording/Tracks/Track 1/Detection Channels/Detection Channel 12/ - Detector Gain	1029.4117647058822
Series 1 Recording/Tracks/Track 1/Detection Channels/Detection Channel 12/ - Detector Gain B/C 1	0.0
Series 1 Recording/Tracks/Track 1/Detection Channels/Detection Channel 12/ - Detector Gain B/C 2	0.0
Series 1 Recording/Tracks/Track 1/Detection Channels/Detection Channel 12/ - Detector Name	Pmt3W
Series 1 Recording/Tracks/Track 1/Detection Channels/Detection Channel 12/ - Dye Folder	H
Series 1 Recording/Tracks/Track 1/Detection Channels/Detection Channel 12/ - Dye Name	8
Series 1 Recording/Tracks/Track 1/Detection Channels/Detection Channel 12/ - Filter Name	BP 505-530D
Series 1 Recording/Tracks/Track 1/Detection Channels/Detection Channel 12/ - Filter Set Name	EF3G
Series 1 Recording/Tracks/Track 1/Detection Channels/Detection Channel 12/ - Integrator Name	:
Series 1 Recording/Tracks/Track 1/Detection Channels/Detection Channel 12/ - Pinhole Diameter	66.0
Series 1 Recording/Tracks/Track 1/Detection Channels/Detection Channel 12/ - Pinhole Name	PH3
Series 1 Recording/Tracks/Track 1/Detection Channels/Detection Channel 12/ - SPI Wavelength End	735.0
Series 1 Recording/Tracks/Track 1/Detection Channels/Detection Channel 12/ - SPI Wavelength Start	415.0
Series 1 Recording/Tracks/Track 1/Detection Channels/Detection Channel 12/ - Spectral Scan Channels	32
Series 1 Recording/Tracks/Track 1/Detection Channels/Detection Channel 12/ - null	575.0
Series 1 Recording/Tracks/Track 1/Detection Channels/Detection Channel 13/ - Acquire	0
Series 1 Recording/Tracks/Track 1/Detection Channels/Detection Channel 13/ - Amplifier Gain	1.0
Series 1 Recording/Tracks/Track 1/Detection Channels/Detection Channel 13/ - Amplifier Gain B/C 1	1.0
Series 1 Recording/Tracks/Track 1/Detection Channels/Detection Channel 13/ - Amplifier Gain B/C 2	1.0
Series 1 Recording/Tracks/Track 1/Detection Channels/Detection Channel 13/ - Amplifier Offset	0.1
Series 1 Recording/Tracks/Track 1/Detection Channels/Detection Channel 13/ - Amplifier Offset B/C 1	0.1
Series 1 Recording/Tracks/Track 1/Detection Channels/Detection Channel 13/ - Amplifier Offset B/C 2	0.1
Series 1 Recording/Tracks/Track 1/Detection Channels/Detection Channel 13/ - Detection Channel Name	ChDJ
Series 1 Recording/Tracks/Track 1/Detection Channels/Detection Channel 13/ - Detector Gain	78.43137254901961
Series 1 Recording/Tracks/Track 1/Detection Channels/Detection Channel 13/ - Detector Gain B/C 1	0.0
Series 1 Recording/Tracks/Track 1/Detection Channels/Detection Channel 13/ - Detector Gain B/C 2	0.0
Series 1 Recording/Tracks/Track 1/Detection Channels/Detection Channel 13/ - Detector Name	PmtD?
Series 1 Recording/Tracks/Track 1/Detection Channels/Detection Channel 13/ - Dye Folder	?
Series 1 Recording/Tracks/Track 1/Detection Channels/Detection Channel 13/ - Dye Name	w
Series 1 Recording/Tracks/Track 1/Detection Channels/Detection Channel 13/ - Integrator Name	IntegratorD
Series 1 Recording/Tracks/Track 1/Detection Channels/Detection Channel 13/ - Pinhole Diameter	0.0
Series 1 Recording/Tracks/Track 1/Detection Channels/Detection Channel 13/ - Pinhole Name	I
Series 1 Recording/Tracks/Track 1/Detection Channels/Detection Channel 13/ - SPI Wavelength End	735.0
Series 1 Recording/Tracks/Track 1/Detection Channels/Detection Channel 13/ - SPI Wavelength Start	415.0
Series 1 Recording/Tracks/Track 1/Detection Channels/Detection Channel 13/ - Spectral Scan Channels	32
Series 1 Recording/Tracks/Track 1/Detection Channels/Detection Channel 13/ - null	575.0
Series 1 Recording/Tracks/Track 1/Detection Channels/Detection Channel 2/ - Acquire	0
Series 1 Recording/Tracks/Track 1/Detection Channels/Detection Channel 2/ - Amplifier Gain	1.0
Series 1 Recording/Tracks/Track 1/Detection Channels/Detection Channel 2/ - Amplifier Gain B/C 1	1.0
Series 1 Recording/Tracks/Track 1/Detection Channels/Detection Channel 2/ - Amplifier Gain B/C 2	1.0
Series 1 Recording/Tracks/Track 1/Detection Channels/Detection Channel 2/ - Amplifier Offset	0.1
Series 1 Recording/Tracks/Track 1/Detection Channels/Detection Channel 2/ - Amplifier Offset B/C 1	0.1
Series 1 Recording/Tracks/Track 1/Detection Channels/Detection Channel 2/ - Amplifier Offset B/C 2	0.1
Series 1 Recording/Tracks/Track 1/Detection Channels/Detection Channel 2/ - Detection Channel Name	ChS1
Series 1 Recording/Tracks/Track 1/Detection Channels/Detection Channel 2/ - Detector Gain	836.6568914956013
Series 1 Recording/Tracks/Track 1/Detection Channels/Detection Channel 2/ - Detector Gain B/C 1	0.0
Series 1 Recording/Tracks/Track 1/Detection Channels/Detection Channel 2/ - Detector Gain B/C 2	0.0
Series 1 Recording/Tracks/Track 1/Detection Channels/Detection Channel 2/ - Detector Name	PmtSPI1,
Series 1 Recording/Tracks/Track 1/Detection Channels/Detection Channel 2/ - Dye Folder	(
Series 1 Recording/Tracks/Track 1/Detection Channels/Detection Channel 2/ - Dye Name	:
Series 1 Recording/Tracks/Track 1/Detection Channels/Detection Channel 2/ - Integrator Name	IntegratorSPI.
Series 1 Recording/Tracks/Track 1/Detection Channels/Detection Channel 2/ - Pinhole Diameter	162.0
Series 1 Recording/Tracks/Track 1/Detection Channels/Detection Channel 2/ - Pinhole Name	PH1a
Series 1 Recording/Tracks/Track 1/Detection Channels/Detection Channel 2/ - SPI Wavelength End	753.73
Series 1 Recording/Tracks/Track 1/Detection Channels/Detection Channel 2/ - SPI Wavelength Start	411.33
Series 1 Recording/Tracks/Track 1/Detection Channels/Detection Channel 2/ - Spectral Scan Channels	32
Series 1 Recording/Tracks/Track 1/Detection Channels/Detection Channel 2/ - null	575.0
Series 1 Recording/Tracks/Track 1/Detection Channels/Detection Channel 3/ - Acquire	0
Series 1 Recording/Tracks/Track 1/Detection Channels/Detection Channel 3/ - Amplifier Gain	1.0
Series 1 Recording/Tracks/Track 1/Detection Channels/Detection Channel 3/ - Amplifier Gain B/C 1	1.0
Series 1 Recording/Tracks/Track 1/Detection Channels/Detection Channel 3/ - Amplifier Gain B/C 2	1.0
Series 1 Recording/Tracks/Track 1/Detection Channels/Detection Channel 3/ - Amplifier Offset	0.1
Series 1 Recording/Tracks/Track 1/Detection Channels/Detection Channel 3/ - Amplifier Offset B/C 1	0.1
Series 1 Recording/Tracks/Track 1/Detection Channels/Detection Channel 3/ - Amplifier Offset B/C 2	0.1
Series 1 Recording/Tracks/Track 1/Detection Channels/Detection Channel 3/ - Detection Channel Name	ChS2k
Series 1 Recording/Tracks/Track 1/Detection Channels/Detection Channel 3/ - Detector Gain	836.6568914956013
Series 1 Recording/Tracks/Track 1/Detection Channels/Detection Channel 3/ - Detector Gain B/C 1	0.0
Series 1 Recording/Tracks/Track 1/Detection Channels/Detection Channel 3/ - Detector Gain B/C 2	0.0
Series 1 Recording/Tracks/Track 1/Detection Channels/Detection Channel 3/ - Detector Name	PmtSPI1
Series 1 Recording/Tracks/Track 1/Detection Channels/Detection Channel 3/ - Dye Folder	f
Series 1 Recording/Tracks/Track 1/Detection Channels/Detection Channel 3/ - Dye Name	^
Series 1 Recording/Tracks/Track 1/Detection Channels/Detection Channel 3/ - Integrator Name	IntegratorSPI
Series 1 Recording/Tracks/Track 1/Detection Channels/Detection Channel 3/ - Pinhole Diameter	162.0
Series 1 Recording/Tracks/Track 1/Detection Channels/Detection Channel 3/ - Pinhole Name	PH1
Series 1 Recording/Tracks/Track 1/Detection Channels/Detection Channel 3/ - SPI Wavelength End	753.73
Series 1 Recording/Tracks/Track 1/Detection Channels/Detection Channel 3/ - SPI Wavelength Start	411.33
Series 1 Recording/Tracks/Track 1/Detection Channels/Detection Channel 3/ - Spectral Scan Channels	32
Series 1 Recording/Tracks/Track 1/Detection Channels/Detection Channel 3/ - null	575.0
Series 1 Recording/Tracks/Track 1/Detection Channels/Detection Channel 4/ - Acquire	0
Series 1 Recording/Tracks/Track 1/Detection Channels/Detection Channel 4/ - Amplifier Gain	1.0
Series 1 Recording/Tracks/Track 1/Detection Channels/Detection Channel 4/ - Amplifier Gain B/C 1	1.0
Series 1 Recording/Tracks/Track 1/Detection Channels/Detection Channel 4/ - Amplifier Gain B/C 2	1.0
Series 1 Recording/Tracks/Track 1/Detection Channels/Detection Channel 4/ - Amplifier Offset	0.1
Series 1 Recording/Tracks/Track 1/Detection Channels/Detection Channel 4/ - Amplifier Offset B/C 1	0.1
Series 1 Recording/Tracks/Track 1/Detection Channels/Detection Channel 4/ - Amplifier Offset B/C 2	0.1
Series 1 Recording/Tracks/Track 1/Detection Channels/Detection Channel 4/ - Detection Channel Name	ChS3P
Series 1 Recording/Tracks/Track 1/Detection Channels/Detection Channel 4/ - Detector Gain	836.6568914956013
Series 1 Recording/Tracks/Track 1/Detection Channels/Detection Channel 4/ - Detector Gain B/C 1	0.0
Series 1 Recording/Tracks/Track 1/Detection Channels/Detection Channel 4/ - Detector Gain B/C 2	0.0
Series 1 Recording/Tracks/Track 1/Detection Channels/Detection Channel 4/ - Detector Name	PmtSPI1G
Series 1 Recording/Tracks/Track 1/Detection Channels/Detection Channel 4/ - Dye Folder	:
Series 1 Recording/Tracks/Track 1/Detection Channels/Detection Channel 4/ - Dye Name	C
Series 1 Recording/Tracks/Track 1/Detection Channels/Detection Channel 4/ - Integrator Name	IntegratorSPI
Series 1 Recording/Tracks/Track 1/Detection Channels/Detection Channel 4/ - Pinhole Diameter	162.0
Series 1 Recording/Tracks/Track 1/Detection Channels/Detection Channel 4/ - Pinhole Name	PH1
Series 1 Recording/Tracks/Track 1/Detection Channels/Detection Channel 4/ - SPI Wavelength End	753.73
Series 1 Recording/Tracks/Track 1/Detection Channels/Detection Channel 4/ - SPI Wavelength Start	411.33
Series 1 Recording/Tracks/Track 1/Detection Channels/Detection Channel 4/ - Spectral Scan Channels	32
Series 1 Recording/Tracks/Track 1/Detection Channels/Detection Channel 4/ - null	575.0
Series 1 Recording/Tracks/Track 1/Detection Channels/Detection Channel 5/ - Acquire	0
Series 1 Recording/Tracks/Track 1/Detection Channels/Detection Channel 5/ - Amplifier Gain	1.0
Series 1 Recording/Tracks/Track 1/Detection Channels/Detection Channel 5/ - Amplifier Gain B/C 1	1.0
Series 1 Recording/Tracks/Track 1/Detection Channels/Detection Channel 5/ - Amplifier Gain B/C 2	1.0
Series 1 Recording/Tracks/Track 1/Detection Channels/Detection Channel 5/ - Amplifier Offset	0.1
Series 1 Recording/Tracks/Track 1/Detection Channels/Detection Channel 5/ - Amplifier Offset B/C 1	0.1
Series 1 Recording/Tracks/Track 1/Detection Channels/Detection Channel 5/ - Amplifier Offset B/C 2	0.1
Series 1 Recording/Tracks/Track 1/Detection Channels/Detection Channel 5/ - Detection Channel Name	ChS4
Series 1 Recording/Tracks/Track 1/Detection Channels/Detection Channel 5/ - Detector Gain	836.6568914956013
Series 1 Recording/Tracks/Track 1/Detection Channels/Detection Channel 5/ - Detector Gain B/C 1	0.0
Series 1 Recording/Tracks/Track 1/Detection Channels/Detection Channel 5/ - Detector Gain B/C 2	0.0
Series 1 Recording/Tracks/Track 1/Detection Channels/Detection Channel 5/ - Detector Name	PmtSPI1x
Series 1 Recording/Tracks/Track 1/Detection Channels/Detection Channel 5/ - Dye Folder	E
Series 1 Recording/Tracks/Track 1/Detection Channels/Detection Channel 5/ - Dye Name	,
Series 1 Recording/Tracks/Track 1/Detection Channels/Detection Channel 5/ - Integrator Name	IntegratorSPI
Series 1 Recording/Tracks/Track 1/Detection Channels/Detection Channel 5/ - Pinhole Diameter	162.0
Series 1 Recording/Tracks/Track 1/Detection Channels/Detection Channel 5/ - Pinhole Name	PH1
Series 1 Recording/Tracks/Track 1/Detection Channels/Detection Channel 5/ - SPI Wavelength End	753.73
Series 1 Recording/Tracks/Track 1/Detection Channels/Detection Channel 5/ - SPI Wavelength Start	411.33
Series 1 Recording/Tracks/Track 1/Detection Channels/Detection Channel 5/ - Spectral Scan Channels	32
Series 1 Recording/Tracks/Track 1/Detection Channels/Detection Channel 5/ - null	575.0
Series 1 Recording/Tracks/Track 1/Detection Channels/Detection Channel 6/ - Acquire	0
Series 1 Recording/Tracks/Track 1/Detection Channels/Detection Channel 6/ - Amplifier Gain	1.0
Series 1 Recording/Tracks/Track 1/Detection Channels/Detection Channel 6/ - Amplifier Gain B/C 1	1.0
Series 1 Recording/Tracks/Track 1/Detection Channels/Detection Channel 6/ - Amplifier Gain B/C 2	1.0
Series 1 Recording/Tracks/Track 1/Detection Channels/Detection Channel 6/ - Amplifier Offset	0.1
Series 1 Recording/Tracks/Track 1/Detection Channels/Detection Channel 6/ - Amplifier Offset B/C 1	0.1
Series 1 Recording/Tracks/Track 1/Detection Channels/Detection Channel 6/ - Amplifier Offset B/C 2	0.1
Series 1 Recording/Tracks/Track 1/Detection Channels/Detection Channel 6/ - Detection Channel Name	ChS5?
Series 1 Recording/Tracks/Track 1/Detection Channels/Detection Channel 6/ - Detector Gain	836.6568914956013
Series 1 Recording/Tracks/Track 1/Detection Channels/Detection Channel 6/ - Detector Gain B/C 1	0.0
Series 1 Recording/Tracks/Track 1/Detection Channels/Detection Channel 6/ - Detector Gain B/C 2	0.0
Series 1 Recording/Tracks/Track 1/Detection Channels/Detection Channel 6/ - Detector Name	PmtSPI1x
Series 1 Recording/Tracks/Track 1/Detection Channels/Detection Channel 6/ - Dye Folder	[
Series 1 Recording/Tracks/Track 1/Detection Channels/Detection Channel 6/ - Dye Name	5
Series 1 Recording/Tracks/Track 1/Detection Channels/Detection Channel 6/ - Integrator Name	IntegratorSPI7
Series 1 Recording/Tracks/Track 1/Detection Channels/Detection Channel 6/ - Pinhole Diameter	162.0
Series 1 Recording/Tracks/Track 1/Detection Channels/Detection Channel 6/ - Pinhole Name	PH1
Series 1 Recording/Tracks/Track 1/Detection Channels/Detection Channel 6/ - SPI Wavelength End	753.73
Series 1 Recording/Tracks/Track 1/Detection Channels/Detection Channel 6/ - SPI Wavelength Start	411.33
Series 1 Recording/Tracks/Track 1/Detection Channels/Detection Channel 6/ - Spectral Scan Channels	32
Series 1 Recording/Tracks/Track 1/Detection Channels/Detection Channel 6/ - null	575.0
Series 1 Recording/Tracks/Track 1/Detection Channels/Detection Channel 7/ - Acquire	0
Series 1 Recording/Tracks/Track 1/Detection Channels/Detection Channel 7/ - Amplifier Gain	1.0
Series 1 Recording/Tracks/Track 1/Detection Channels/Detection Channel 7/ - Amplifier Gain B/C 1	1.0
Series 1 Recording/Tracks/Track 1/Detection Channels/Detection Channel 7/ - Amplifier Gain B/C 2	1.0
Series 1 Recording/Tracks/Track 1/Detection Channels/Detection Channel 7/ - Amplifier Offset	0.1
Series 1 Recording/Tracks/Track 1/Detection Channels/Detection Channel 7/ - Amplifier Offset B/C 1	0.1
Series 1 Recording/Tracks/Track 1/Detection Channels/Detection Channel 7/ - Amplifier Offset B/C 2	0.1
Series 1 Recording/Tracks/Track 1/Detection Channels/Detection Channel 7/ - Detection Channel Name	ChS6M
Series 1 Recording/Tracks/Track 1/Detection Channels/Detection Channel 7/ - Detector Gain	836.6568914956013
Series 1 Recording/Tracks/Track 1/Detection Channels/Detection Channel 7/ - Detector Gain B/C 1	0.0
Series 1 Recording/Tracks/Track 1/Detection Channels/Detection Channel 7/ - Detector Gain B/C 2	0.0
Series 1 Recording/Tracks/Track 1/Detection Channels/Detection Channel 7/ - Detector Name	PmtSPI1
Series 1 Recording/Tracks/Track 1/Detection Channels/Detection Channel 7/ - Dye Folder	9
Series 1 Recording/Tracks/Track 1/Detection Channels/Detection Channel 7/ - Integrator Name	IntegratorSPIe
Series 1 Recording/Tracks/Track 1/Detection Channels/Detection Channel 7/ - Pinhole Diameter	162.0
Series 1 Recording/Tracks/Track 1/Detection Channels/Detection Channel 7/ - Pinhole Name	PH1v
Series 1 Recording/Tracks/Track 1/Detection Channels/Detection Channel 7/ - SPI Wavelength End	753.73
Series 1 Recording/Tracks/Track 1/Detection Channels/Detection Channel 7/ - SPI Wavelength Start	411.33
Series 1 Recording/Tracks/Track 1/Detection Channels/Detection Channel 7/ - Spectral Scan Channels	32
Series 1 Recording/Tracks/Track 1/Detection Channels/Detection Channel 7/ - null	575.0
Series 1 Recording/Tracks/Track 1/Detection Channels/Detection Channel 8/ - Acquire	0
Series 1 Recording/Tracks/Track 1/Detection Channels/Detection Channel 8/ - Amplifier Gain	1.0
Series 1 Recording/Tracks/Track 1/Detection Channels/Detection Channel 8/ - Amplifier Gain B/C 1	1.0
Series 1 Recording/Tracks/Track 1/Detection Channels/Detection Channel 8/ - Amplifier Gain B/C 2	1.0
Series 1 Recording/Tracks/Track 1/Detection Channels/Detection Channel 8/ - Amplifier Offset	0.1
Series 1 Recording/Tracks/Track 1/Detection Channels/Detection Channel 8/ - Amplifier Offset B/C 1	0.1
Series 1 Recording/Tracks/Track 1/Detection Channels/Detection Channel 8/ - Amplifier Offset B/C 2	0.1
Series 1 Recording/Tracks/Track 1/Detection Channels/Detection Channel 8/ - Detection Channel Name	ChS7
Series 1 Recording/Tracks/Track 1/Detection Channels/Detection Channel 8/ - Detector Gain	836.6568914956013
Series 1 Recording/Tracks/Track 1/Detection Channels/Detection Channel 8/ - Detector Gain B/C 1	0.0
Series 1 Recording/Tracks/Track 1/Detection Channels/Detection Channel 8/ - Detector Gain B/C 2	0.0
Series 1 Recording/Tracks/Track 1/Detection Channels/Detection Channel 8/ - Detector Name	PmtSPI1e
Series 1 Recording/Tracks/Track 1/Detection Channels/Detection Channel 8/ - Dye Folder	?
Series 1 Recording/Tracks/Track 1/Detection Channels/Detection Channel 8/ - Dye Name	G
Series 1 Recording/Tracks/Track 1/Detection Channels/Detection Channel 8/ - Integrator Name	IntegratorSPI
Series 1 Recording/Tracks/Track 1/Detection Channels/Detection Channel 8/ - Pinhole Diameter	162.0
Series 1 Recording/Tracks/Track 1/Detection Channels/Detection Channel 8/ - Pinhole Name	PH1
Series 1 Recording/Tracks/Track 1/Detection Channels/Detection Channel 8/ - SPI Wavelength End	753.73
Series 1 Recording/Tracks/Track 1/Detection Channels/Detection Channel 8/ - SPI Wavelength Start	411.33
Series 1 Recording/Tracks/Track 1/Detection Channels/Detection Channel 8/ - Spectral Scan Channels	32
Series 1 Recording/Tracks/Track 1/Detection Channels/Detection Channel 8/ - null	575.0
Series 1 Recording/Tracks/Track 1/Detection Channels/Detection Channel 9/ - Acquire	0
Series 1 Recording/Tracks/Track 1/Detection Channels/Detection Channel 9/ - Amplifier Gain	1.0
Series 1 Recording/Tracks/Track 1/Detection Channels/Detection Channel 9/ - Amplifier Gain B/C 1	1.0
Series 1 Recording/Tracks/Track 1/Detection Channels/Detection Channel 9/ - Amplifier Gain B/C 2	1.0
Series 1 Recording/Tracks/Track 1/Detection Channels/Detection Channel 9/ - Amplifier Offset	0.1
Series 1 Recording/Tracks/Track 1/Detection Channels/Detection Channel 9/ - Amplifier Offset B/C 1	0.1
Series 1 Recording/Tracks/Track 1/Detection Channels/Detection Channel 9/ - Amplifier Offset B/C 2	0.1
Series 1 Recording/Tracks/Track 1/Detection Channels/Detection Channel 9/ - Detection Channel Name	ChS8
Series 1 Recording/Tracks/Track 1/Detection Channels/Detection Channel 9/ - Detector Gain	836.6568914956013
Series 1 Recording/Tracks/Track 1/Detection Channels/Detection Channel 9/ - Detector Gain B/C 1	0.0
Series 1 Recording/Tracks/Track 1/Detection Channels/Detection Channel 9/ - Detector Gain B/C 2	0.0
Series 1 Recording/Tracks/Track 1/Detection Channels/Detection Channel 9/ - Detector Name	PmtSPI1C
Series 1 Recording/Tracks/Track 1/Detection Channels/Detection Channel 9/ - Dye Folder	"
Series 1 Recording/Tracks/Track 1/Detection Channels/Detection Channel 9/ - Dye Name	V
Series 1 Recording/Tracks/Track 1/Detection Channels/Detection Channel 9/ - Integrator Name	IntegratorSPI
Series 1 Recording/Tracks/Track 1/Detection Channels/Detection Channel 9/ - Pinhole Diameter	162.0
Series 1 Recording/Tracks/Track 1/Detection Channels/Detection Channel 9/ - Pinhole Name	PH1H
Series 1 Recording/Tracks/Track 1/Detection Channels/Detection Channel 9/ - SPI Wavelength End	753.73
Series 1 Recording/Tracks/Track 1/Detection Channels/Detection Channel 9/ - SPI Wavelength Start	411.33
Series 1 Recording/Tracks/Track 1/Detection Channels/Detection Channel 9/ - Spectral Scan Channels	32
Series 1 Recording/Tracks/Track 1/Detection Channels/Detection Channel 9/ - null	575.0
Series 1 Recording/Tracks/Track 1/Illumination Channels/ - null	0.0
Series 1 Recording/Tracks/Track 1/Illumination Channels/Illumination Channel 1/ - Acquire	0
Series 1 Recording/Tracks/Track 1/Illumination Channels/Illumination Channel 1/ - Name	633c
Series 1 Recording/Tracks/Track 1/Illumination Channels/Illumination Channel 1/ - Power	0.1
Series 1 Recording/Tracks/Track 1/Illumination Channels/Illumination Channel 1/ - Power B/C 1	0.1
Series 1 Recording/Tracks/Track 1/Illumination Channels/Illumination Channel 1/ - Power B/C 2	0.1
Series 1 Recording/Tracks/Track 1/Illumination Channels/Illumination Channel 1/ - Wavelength	633.0
Series 1 Recording/Tracks/Track 1/Illumination Channels/Illumination Channel 1/ - null	FW13
Series 1 Recording/Tracks/Track 1/Illumination Channels/Illumination Channel 2/ - Acquire	0
Series 1 Recording/Tracks/Track 1/Illumination Channels/Illumination Channel 2/ - Name	458S
Series 1 Recording/Tracks/Track 1/Illumination Channels/Illumination Channel 2/ - Power	0.1
Series 1 Recording/Tracks/Track 1/Illumination Channels/Illumination Channel 2/ - Power B/C 1	0.1
Series 1 Recording/Tracks/Track 1/Illumination Channels/Illumination Channel 2/ - Power B/C 2	0.1
Series 1 Recording/Tracks/Track 1/Illumination Channels/Illumination Channel 2/ - Wavelength	458.0
Series 1 Recording/Tracks/Track 1/Illumination Channels/Illumination Channel 2/ - null	0.1
Series 1 Recording/Tracks/Track 1/Illumination Channels/Illumination Channel 3/ - Acquire	0
Series 1 Recording/Tracks/Track 1/Illumination Channels/Illumination Channel 3/ - Name	488V
Series 1 Recording/Tracks/Track 1/Illumination Channels/Illumination Channel 3/ - Power	0.1
Series 1 Recording/Tracks/Track 1/Illumination Channels/Illumination Channel 3/ - Power B/C 1	0.1
Series 1 Recording/Tracks/Track 1/Illumination Channels/Illumination Channel 3/ - Power B/C 2	0.1
Series 1 Recording/Tracks/Track 1/Illumination Channels/Illumination Channel 3/ - Wavelength	488.0
Series 1 Recording/Tracks/Track 1/Illumination Channels/Illumination Channel 3/ - null	0.1
Series 1 Recording/Tracks/Track 1/Illumination Channels/Illumination Channel 4/ - Acquire	0
Series 1 Recording/Tracks/Track 1/Illumination Channels/Illumination Channel 4/ - Name	514
Series 1 Recording/Tracks/Track 1/Illumination Channels/Illumination Channel 4/ - Power	0.1
Series 1 Recording/Tracks/Track 1/Illumination Channels/Illumination Channel 4/ - Power B/C 1	0.1
Series 1 Recording/Tracks/Track 1/Illumination Channels/Illumination Channel 4/ - Power B/C 2	0.1
Series 1 Recording/Tracks/Track 1/Illumination Channels/Illumination Channel 4/ - Wavelength	514.0
Series 1 Recording/Tracks/Track 1/Illumination Channels/Illumination Channel 4/ - null	0.1
Series 1 Recording/Tracks/Track 1/Illumination Channels/Illumination Channel 5/ - Acquire	0
Series 1 Recording/Tracks/Track 1/Illumination Channels/Illumination Channel 5/ - Name	543
Series 1 Recording/Tracks/Track 1/Illumination Channels/Illumination Channel 5/ - Power	0.1
Series 1 Recording/Tracks/Track 1/Illumination Channels/Illumination Channel 5/ - Power B/C 1	0.1
Series 1 Recording/Tracks/Track 1/Illumination Channels/Illumination Channel 5/ - Power B/C 2	0.1
Series 1 Recording/Tracks/Track 1/Illumination Channels/Illumination Channel 5/ - Wavelength	543.0
Series 1 Recording/Tracks/Track 1/Illumination Channels/Illumination Channel 5/ - null	0.1
Series 1 Recording/Tracks/Track 1/Illumination Channels/Illumination Channel 6/ - Acquire	0
Series 1 Recording/Tracks/Track 1/Illumination Channels/Illumination Channel 6/ - Name	4055
Series 1 Recording/Tracks/Track 1/Illumination Channels/Illumination Channel 6/ - Power	0.1
Series 1 Recording/Tracks/Track 1/Illumination Channels/Illumination Channel 6/ - Power B/C 1	0.1
Series 1 Recording/Tracks/Track 1/Illumination Channels/Illumination Channel 6/ - Power B/C 2	0.1
Series 1 Recording/Tracks/Track 1/Illumination Channels/Illumination Channel 6/ - Wavelength	405.0
Series 1 Recording/Tracks/Track 1/Illumination Channels/Illumination Channel 6/ - null	0.1
Series 1 Recording/Tracks/Track 1/Illumination Channels/Illumination Channel 7/ - Acquire	0
Series 1 Recording/Tracks/Track 1/Illumination Channels/Illumination Channel 7/ - Name	HALX
Series 1 Recording/Tracks/Track 1/Illumination Channels/Illumination Channel 7/ - Power	0.0
Series 1 Recording/Tracks/Track 1/Illumination Channels/Illumination Channel 7/ - Power B/C 1	0.0
Series 1 Recording/Tracks/Track 1/Illumination Channels/Illumination Channel 7/ - Power B/C 2	0.0
Series 1 Recording/Tracks/Track 1/Illumination Channels/Illumination Channel 7/ - Wavelength	0.0
Series 1 Recording/Tracks/Track 1/Illumination Channels/Illumination Channel 7/ - null	0.1
Series 1 ScanType	x-y-z scan
Series 1 SpectralScan	no spectral scan
Series 1 StructureSize	512
Series 1 ThumbnailX	128
Series 1 ThumbnailY	128
Series 1 TimeInterval	1.0
Series 1 ToolbarFlags	0
Series 1 VoxelSizeX	1.7995371783466279
Series 1 VoxelSizeY	1.7995371783466279
Series 1 VoxelSizeZ	1.0
Series 10 - null	None
Series 10 ChannelName0	ChS1-T1
Series 10 DataType	8 bit unsigned integer
Series 10 DataType2	original scan data
Series 10 DimensionChannels	3
Series 10 DimensionX	512
Series 10 DimensionY	512
Series 10 DimensionZ	1
Series 10 DisplayAspectTime	1.0
Series 10 DisplayAspectX	1.0
Series 10 DisplayAspectY	1.0
Series 10 DisplayAspectZ	1.0
Series 10 MagicNumber	67127628
Series 10 OriginX	0.0
Series 10 OriginY	0.0
Series 10 OriginZ	0.0
Series 10 Recording/ - Camera Binning	0
Series 10 Recording/ - Camera Frame Height	2
Series 10 Recording/ - Camera Frame Width	4
Series 10 Recording/ - Camera Offset X	0.0
Series 10 Recording/ - Camera Offset Y	0.0
Series 10 Recording/ - Camera Supersampling	0
Series 10 Recording/ - Images Height	512
Series 10 Recording/ - Images Width	512
Series 10 Recording/ - Interpolation Y	1
Series 10 Recording/ - Line Spacing	1.7995371783466279
Series 10 Recording/ - Lines Per Plane	512
Series 10 Recording/ - Linescan XY Size	512
Series 10 Recording/ - Name	FCbSwt6h
Series 10 Recording/ - Number of Channels	3
Series 10 Recording/ - Number of Planes	1
Series 10 Recording/ - Number of Stacks	1
Series 10 Recording/ - Objective	Plan-Neofluar 10x/0.3
Series 10 Recording/ - Original Scan Data	0
Series 10 Recording/ - Plane Height	921.3630353134735
Series 10 Recording/ - Plane Spacing	1.0
Series 10 Recording/ - Plane Width	921.3630353134735
Series 10 Recording/ - Planes Per Volume	1
Series 10 Recording/ - Position B/C Contrast 1	15665.999999999993
Series 10 Recording/ - Position B/C Contrast 2	15665.999999999993
Series 10 Recording/ - Precession	0.0
Series 10 Recording/ - Rotation	0.0
Series 10 Recording/ - Sample 0Time	40007.62292010417
Series 10 Recording/ - Sample 0X	0.0
Series 10 Recording/ - Sample 0Y	0.0
Series 10 Recording/ - Sample 0Z	0.0
Series 10 Recording/ - Sample Spacing	1.7995371783466279
Series 10 Recording/ - Samples Per Line	512
Series 10 Recording/ - Scan Direction	0
Series 10 Recording/ - Scan Mode	Plane
Series 10 Recording/ - Scan Type	unused
Series 10 Recording/ - Special Scan Mode	NoSpecialModeS
Series 10 Recording/ - Start Scan Event	0
Series 10 Recording/ - Start Scan Time	0.0
Series 10 Recording/ - Start Scan Trigger In	None
Series 10 Recording/ - Start Scan Trigger Out	None
Series 10 Recording/ - Stop Scan Event	0
Series 10 Recording/ - Stop Scan Time	0.0
Series 10 Recording/ - Stop Scan Trigger In	None
Series 10 Recording/ - Stop Scan Trigger Out	None
Series 10 Recording/ - Time Series	0
Series 10 Recording/ - Use B/C Correction	0
Series 10 Recording/ - Use ROIs	0
Series 10 Recording/ - Use Reduced Memory ROIs	0
Series 10 Recording/ - User	ametz
Series 10 Recording/ - Volume Depth	0.0
Series 10 Recording/ - Zoom X	1.0
Series 10 Recording/ - Zoom Y	1.0
Series 10 Recording/ - Zoom Z	1.0
Series 10 Recording/ - null	None
Series 10 Recording/Lasers/ - null	5.0
Series 10 Recording/Lasers/Laser 1/ - Acquire	-1
Series 10 Recording/Lasers/Laser 1/ - Name	Laser Diode 405-
Series 10 Recording/Lasers/Laser 1/ - Power	25.0
Series 10 Recording/Lasers/Laser 1/ - null	0.0
Series 10 Recording/Lasers/Laser 2/ - Acquire	-1
Series 10 Recording/Lasers/Laser 2/ - Name	Argon/2:
Series 10 Recording/Lasers/Laser 2/ - Power	7.5
Series 10 Recording/Lasers/Laser 2/ - null	25.0
Series 10 Recording/Lasers/Laser 3/ - Acquire	-1
Series 10 Recording/Lasers/Laser 3/ - Name	HeNe1:
Series 10 Recording/Lasers/Laser 3/ - Power	1.0
Series 10 Recording/Lasers/Laser 3/ - null	7.5
Series 10 Recording/Lasers/Laser 4/ - Acquire	-1
Series 10 Recording/Lasers/Laser 4/ - Name	HeNe2y
Series 10 Recording/Lasers/Laser 4/ - Power	5.0
Series 10 Recording/Lasers/Laser 4/ - null	1.0
Series 10 Recording/Markers/ - null	None
Series 10 Recording/Markers/Marker 1/ - Name	Marker1
Series 10 Recording/Markers/Marker 1/ - Trigger In	None
Series 10 Recording/Markers/Marker 1/ - Trigger Out	None
Series 10 Recording/Markers/Marker 1/ - null	0
Series 10 Recording/Markers/Marker 2/ - Name	Marker2
Series 10 Recording/Markers/Marker 2/ - Trigger In	None
Series 10 Recording/Markers/Marker 2/ - Trigger Out	None
Series 10 Recording/Markers/Marker 2/ - null	None
Series 10 Recording/Markers/Marker 3/ - Name	Marker3
Series 10 Recording/Markers/Marker 3/ - Trigger In	None
Series 10 Recording/Markers/Marker 3/ - Trigger Out	None
Series 10 Recording/Markers/Marker 3/ - null	None
Series 10 Recording/Markers/Marker 4/ - Name	Marker4
Series 10 Recording/Markers/Marker 4/ - Trigger In	None
Series 10 Recording/Markers/Marker 4/ - Trigger Out	None
Series 10 Recording/Markers/Marker 4/ - null	None
Series 10 Recording/Markers/Marker 5/ - Name	Marker5
Series 10 Recording/Markers/Marker 5/ - Trigger In	None
Series 10 Recording/Markers/Marker 5/ - Trigger Out	None
Series 10 Recording/Markers/Marker 5/ - null	None
Series 10 Recording/Markers/Marker 6/ - Description	%
Series 10 Recording/Markers/Marker 6/ - Name	Marker6
Series 10 Recording/Markers/Marker 6/ - Trigger In	None
Series 10 Recording/Markers/Marker 6/ - Trigger Out	None
Series 10 Recording/Markers/Marker 6/ - null	None
Series 10 Recording/Markers/Marker 7/ - Name	Marker7
Series 10 Recording/Markers/Marker 7/ - Trigger In	None
Series 10 Recording/Markers/Marker 7/ - Trigger Out	None
Series 10 Recording/Markers/Marker 7/ - null	None
Series 10 Recording/Timers/ - null	0
Series 10 Recording/Timers/Timer 1/ - Interval	1.0
Series 10 Recording/Timers/Timer 1/ - Name	Timer1
Series 10 Recording/Timers/Timer 1/ - Trigger In	None
Series 10 Recording/Timers/Timer 1/ - Trigger Out	None
Series 10 Recording/Timers/Timer 1/ - null	0
Series 10 Recording/Timers/Timer 2/ - Interval	0.0
Series 10 Recording/Timers/Timer 2/ - Name	Timer2
Series 10 Recording/Timers/Timer 2/ - Trigger In	None
Series 10 Recording/Timers/Timer 2/ - Trigger Out	None
Series 10 Recording/Timers/Timer 2/ - null	0
Series 10 Recording/Timers/Timer 3/ - Interval	0.0
Series 10 Recording/Timers/Timer 3/ - Name	Timer3
Series 10 Recording/Timers/Timer 3/ - Trigger In	None
Series 10 Recording/Timers/Timer 3/ - Trigger Out	None
Series 10 Recording/Timers/Timer 3/ - null	0
Series 10 Recording/Timers/Timer 4/ - Interval	0.0
Series 10 Recording/Timers/Timer 4/ - Name	Timer4
Series 10 Recording/Timers/Timer 4/ - Trigger In	None
Series 10 Recording/Timers/Timer 4/ - Trigger Out	None
Series 10 Recording/Timers/Timer 4/ - null	0
Series 10 Recording/Timers/Timer 5/ - Interval	0.0
Series 10 Recording/Timers/Timer 5/ - Name	Timer5
Series 10 Recording/Timers/Timer 5/ - Trigger In	None
Series 10 Recording/Timers/Timer 5/ - Trigger Out	None
Series 10 Recording/Timers/Timer 5/ - null	0
Series 10 Recording/Timers/Timer 6/ - Interval	0.0
Series 10 Recording/Timers/Timer 6/ - Name	Timer6
Series 10 Recording/Timers/Timer 6/ - Trigger In	None
Series 10 Recording/Timers/Timer 6/ - Trigger Out	None
Series 10 Recording/Timers/Timer 6/ - null	0
Series 10 Recording/Tracks/ - null	0.0
Series 10 Recording/Tracks/Track 1/ - Acquire	0
Series 10 Recording/Tracks/Track 1/ - Bleach After Scan Number	0
Series 10 Recording/Tracks/Track 1/ - Bleach Count	1
Series 10 Recording/Tracks/Track 1/ - Bleach Position Z	0.0
Series 10 Recording/Tracks/Track 1/ - Bleach Scan Number	1
Series 10 Recording/Tracks/Track 1/ - Collimator 1 Name	IR/Vis
Series 10 Recording/Tracks/Track 1/ - Collimator 1 Position	1
Series 10 Recording/Tracks/Track 1/ - Collimator 2 Name	UV/Vis
Series 10 Recording/Tracks/Track 1/ - Collimator 2 Position	52
Series 10 Recording/Tracks/Track 1/ - Condensor Aperture	0.0
Series 10 Recording/Tracks/Track 1/ - Condensor Frontlens	0
Series 10 Recording/Tracks/Track 1/ - Enable Spot Bleach Pos	0
Series 10 Recording/Tracks/Track 1/ - Field Stop Value	98.27235772357723
Series 10 Recording/Tracks/Track 1/ - ID Condensor Revolver	P
Series 10 Recording/Tracks/Track 1/ - ID Field Stop	LFB1
Series 10 Recording/Tracks/Track 1/ - ID Transmission 1	1.0
Series 10 Recording/Tracks/Track 1/ - ID Transmission 2	1.0
Series 10 Recording/Tracks/Track 1/ - ID Transmission Filter 1	FWVirtual
Series 10 Recording/Tracks/Track 1/ - Is Bleach Track	0
Series 10 Recording/Tracks/Track 1/ - Is Ratio Track	0
Series 10 Recording/Tracks/Track 1/ - Multiplex Order	4
Series 10 Recording/Tracks/Track 1/ - Multiplex Type	1
Series 10 Recording/Tracks/Track 1/ - Name	Lambda
Series 10 Recording/Tracks/Track 1/ - Pixel Time	12.79999992220837
Series 10 Recording/Tracks/Track 1/ - Repeat Bleach	0
Series 10 Recording/Tracks/Track 1/ - SPI Center Wavelength	582.53
Series 10 Recording/Tracks/Track 1/ - Sampling Method	1
Series 10 Recording/Tracks/Track 1/ - Sampling Mode	1
Series 10 Recording/Tracks/Track 1/ - Sampling Number	4
Series 10 Recording/Tracks/Track 1/ - Spot Bleach Position X	0.0
Series 10 Recording/Tracks/Track 1/ - Spot Bleach Position Y	0.0
Series 10 Recording/Tracks/Track 1/ - Trigger In	None
Series 10 Recording/Tracks/Track 1/ - Trigger Out	None
Series 10 Recording/Tracks/Track 1/ - null	0.0
Series 10 Recording/Tracks/Track 1/Beam Splitters/ - null	FW1
Series 10 Recording/Tracks/Track 1/Beam Splitters/Beam Splitter 1/ - Filter	HFT 405/488/543
Series 10 Recording/Tracks/Track 1/Beam Splitters/Beam Splitter 1/ - Filter Set	HT
Series 10 Recording/Tracks/Track 1/Beam Splitters/Beam Splitter 1/ - Name	HT
Series 10 Recording/Tracks/Track 1/Beam Splitters/Beam Splitter 1/ - null	575.0
Series 10 Recording/Tracks/Track 1/Beam Splitters/Beam Splitter 2/ - Filter	None
Series 10 Recording/Tracks/Track 1/Beam Splitters/Beam Splitter 2/ - Filter Set	NT1
Series 10 Recording/Tracks/Track 1/Beam Splitters/Beam Splitter 2/ - Name	NT1
Series 10 Recording/Tracks/Track 1/Beam Splitters/Beam Splitter 2/ - null	HT
Series 10 Recording/Tracks/Track 1/Beam Splitters/Beam Splitter 3/ - Filter	NFT 490
Series 10 Recording/Tracks/Track 1/Beam Splitters/Beam Splitter 3/ - Filter Set	NT2
Series 10 Recording/Tracks/Track 1/Beam Splitters/Beam Splitter 3/ - Name	NT2
Series 10 Recording/Tracks/Track 1/Beam Splitters/Beam Splitter 3/ - null	NT1
Series 10 Recording/Tracks/Track 1/Beam Splitters/Beam Splitter 4/ - Filter	None
Series 10 Recording/Tracks/Track 1/Beam Splitters/Beam Splitter 4/ - Filter Set	NT3
Series 10 Recording/Tracks/Track 1/Beam Splitters/Beam Splitter 4/ - Name	NT3
Series 10 Recording/Tracks/Track 1/Beam Splitters/Beam Splitter 4/ - null	NT2
Series 10 Recording/Tracks/Track 1/Beam Splitters/Beam Splitter 5/ - Filter	None
Series 10 Recording/Tracks/Track 1/Beam Splitters/Beam Splitter 5/ - Filter Set	FW1
Series 10 Recording/Tracks/Track 1/Beam Splitters/Beam Splitter 5/ - Name	FW1
Series 10 Recording/Tracks/Track 1/Beam Splitters/Beam Splitter 5/ - null	NT3
Series 10 Recording/Tracks/Track 1/Data Channels/ - null	0.0
Series 10 Recording/Tracks/Track 1/Data Channels/Data Channel 1/ - Acquire	-1
Series 10 Recording/Tracks/Track 1/Data Channels/Data Channel 1/ - Bits Per Sample	8
Series 10 Recording/Tracks/Track 1/Data Channels/Data Channel 1/ - Color	10026752
Series 10 Recording/Tracks/Track 1/Data Channels/Data Channel 1/ - Name	Ch3
Series 10 Recording/Tracks/Track 1/Data Channels/Data Channel 1/ - Ratio Channel 1	Ch1.
Series 10 Recording/Tracks/Track 1/Data Channels/Data Channel 1/ - Ratio Channel 2	Ch10
Series 10 Recording/Tracks/Track 1/Data Channels/Data Channel 1/ - Ratio Const. 1	0.0
Series 10 Recording/Tracks/Track 1/Data Channels/Data Channel 1/ - Ratio Const. 2	0.0
Series 10 Recording/Tracks/Track 1/Data Channels/Data Channel 1/ - Ratio Const. 3	1.0
Series 10 Recording/Tracks/Track 1/Data Channels/Data Channel 1/ - Ratio Const. 4	0.0
Series 10 Recording/Tracks/Track 1/Data Channels/Data Channel 1/ - Ratio Const. 5	1.0
Series 10 Recording/Tracks/Track 1/Data Channels/Data Channel 1/ - Ratio Const. 6	0.0
Series 10 Recording/Tracks/Track 1/Data Channels/Data Channel 1/ - Ratio First Images 1	-1
Series 10 Recording/Tracks/Track 1/Data Channels/Data Channel 1/ - Ratio First Images 2	-1
Series 10 Recording/Tracks/Track 1/Data Channels/Data Channel 1/ - Ratio Track 1	0
Series 10 Recording/Tracks/Track 1/Data Channels/Data Channel 1/ - Ratio Track 2	0
Series 10 Recording/Tracks/Track 1/Data Channels/Data Channel 1/ - Ratio Type	0
Series 10 Recording/Tracks/Track 1/Data Channels/Data Channel 1/ - Sample Type	1
Series 10 Recording/Tracks/Track 1/Data Channels/Data Channel 1/ - Spectrum	-1.0000 -1.0000 -1.0000 -1.0000 -1.0000 -1.0000 -1.0000 -1.0000 -1.0000 -1.0000 -1.0000 -1.0000 -1.0000 -1.0000 -1.0000 -1.0000 -1.0000 -1.0000 -1.0000 -1.0000 -1.0000 -1.0000 -1.0000 -1.0000 -1.0000 -1.0000 -1.0000 -1.0000 -1.0000 -1.0000 -1.0000 -1.0000 1.0000 0.0000
Series 10 Recording/Tracks/Track 1/Data Channels/Data Channel 1/ - null	0
Series 10 Recording/Tracks/Track 1/Detection Channels/ - null	575.0
Series 10 Recording/Tracks/Track 1/Detection Channels/Detection Channel 10/ - Acquire	-1
Series 10 Recording/Tracks/Track 1/Detection Channels/Detection Channel 10/ - Amplifier Gain	1.0
Series 10 Recording/Tracks/Track 1/Detection Channels/Detection Channel 10/ - Amplifier Gain B/C 1	1.0
Series 10 Recording/Tracks/Track 1/Detection Channels/Detection Channel 10/ - Amplifier Gain B/C 2	1.0
Series 10 Recording/Tracks/Track 1/Detection Channels/Detection Channel 10/ - Amplifier Offset	0.1
Series 10 Recording/Tracks/Track 1/Detection Channels/Detection Channel 10/ - Amplifier Offset B/C 1	0.1
Series 10 Recording/Tracks/Track 1/Detection Channels/Detection Channel 10/ - Amplifier Offset B/C 2	0.1
Series 10 Recording/Tracks/Track 1/Detection Channels/Detection Channel 10/ - Detection Channel Name	ChS
Series 10 Recording/Tracks/Track 1/Detection Channels/Detection Channel 10/ - Detector Gain	636.0703812316716
Series 10 Recording/Tracks/Track 1/Detection Channels/Detection Channel 10/ - Detector Gain B/C 1	0.0
Series 10 Recording/Tracks/Track 1/Detection Channels/Detection Channel 10/ - Detector Gain B/C 2	0.0
Series 10 Recording/Tracks/Track 1/Detection Channels/Detection Channel 10/ - Detector Name	PmtSPI1
Series 10 Recording/Tracks/Track 1/Detection Channels/Detection Channel 10/ - Pinhole Diameter	444.0
Series 10 Recording/Tracks/Track 1/Detection Channels/Detection Channel 10/ - Pinhole Name	PH1
Series 10 Recording/Tracks/Track 1/Detection Channels/Detection Channel 10/ - SPI Wavelength End	753.73
Series 10 Recording/Tracks/Track 1/Detection Channels/Detection Channel 10/ - SPI Wavelength Start	411.33
Series 10 Recording/Tracks/Track 1/Detection Channels/Detection Channel 10/ - Spectral Scan Channels	32
Series 10 Recording/Tracks/Track 1/Detection Channels/Detection Channel 10/ - null	575.0
Series 10 Recording/Tracks/Track 1/Detection Channels/Detection Channel 11/ - Acquire	0
Series 10 Recording/Tracks/Track 1/Detection Channels/Detection Channel 11/ - Amplifier Gain	1.0
Series 10 Recording/Tracks/Track 1/Detection Channels/Detection Channel 11/ - Amplifier Gain B/C 1	1.0
Series 10 Recording/Tracks/Track 1/Detection Channels/Detection Channel 11/ - Amplifier Gain B/C 2	1.0
Series 10 Recording/Tracks/Track 1/Detection Channels/Detection Channel 11/ - Amplifier Offset	0.1
Series 10 Recording/Tracks/Track 1/Detection Channels/Detection Channel 11/ - Amplifier Offset B/C 1	0.1
Series 10 Recording/Tracks/Track 1/Detection Channels/Detection Channel 11/ - Amplifier Offset B/C 2	0.1
Series 10 Recording/Tracks/Track 1/Detection Channels/Detection Channel 11/ - Detection Channel Name	Ch2
Series 10 Recording/Tracks/Track 1/Detection Channels/Detection Channel 11/ - Detector Gain	612.7450980392157
Series 10 Recording/Tracks/Track 1/Detection Channels/Detection Channel 11/ - Detector Gain B/C 1	0.0
Series 10 Recording/Tracks/Track 1/Detection Channels/Detection Channel 11/ - Detector Gain B/C 2	0.0
Series 10 Recording/Tracks/Track 1/Detection Channels/Detection Channel 11/ - Detector Name	Pmt2
Series 10 Recording/Tracks/Track 1/Detection Channels/Detection Channel 11/ - Filter Name	BP 420-480
Series 10 Recording/Tracks/Track 1/Detection Channels/Detection Channel 11/ - Filter Set Name	EF2
Series 10 Recording/Tracks/Track 1/Detection Channels/Detection Channel 11/ - Pinhole Diameter	61.0
Series 10 Recording/Tracks/Track 1/Detection Channels/Detection Channel 11/ - Pinhole Name	PH2
Series 10 Recording/Tracks/Track 1/Detection Channels/Detection Channel 11/ - SPI Wavelength End	735.0
Series 10 Recording/Tracks/Track 1/Detection Channels/Detection Channel 11/ - SPI Wavelength Start	415.0
Series 10 Recording/Tracks/Track 1/Detection Channels/Detection Channel 11/ - Spectral Scan Channels	32
Series 10 Recording/Tracks/Track 1/Detection Channels/Detection Channel 11/ - null	575.0
Series 10 Recording/Tracks/Track 1/Detection Channels/Detection Channel 12/ - Acquire	0
Series 10 Recording/Tracks/Track 1/Detection Channels/Detection Channel 12/ - Amplifier Gain	1.0
Series 10 Recording/Tracks/Track 1/Detection Channels/Detection Channel 12/ - Amplifier Gain B/C 1	1.0
Series 10 Recording/Tracks/Track 1/Detection Channels/Detection Channel 12/ - Amplifier Gain B/C 2	1.0
Series 10 Recording/Tracks/Track 1/Detection Channels/Detection Channel 12/ - Amplifier Offset	0.1
Series 10 Recording/Tracks/Track 1/Detection Channels/Detection Channel 12/ - Amplifier Offset B/C 1	0.1
Series 10 Recording/Tracks/Track 1/Detection Channels/Detection Channel 12/ - Amplifier Offset B/C 2	0.1
Series 10 Recording/Tracks/Track 1/Detection Channels/Detection Channel 12/ - Detection Channel Name	Ch3
Series 10 Recording/Tracks/Track 1/Detection Channels/Detection Channel 12/ - Detector Gain	750.0
Series 10 Recording/Tracks/Track 1/Detection Channels/Detection Channel 12/ - Detector Gain B/C 1	0.0
Series 10 Recording/Tracks/Track 1/Detection Channels/Detection Channel 12/ - Detector Gain B/C 2	0.0
Series 10 Recording/Tracks/Track 1/Detection Channels/Detection Channel 12/ - Detector Name	Pmt3
Series 10 Recording/Tracks/Track 1/Detection Channels/Detection Channel 12/ - Filter Name	BP 505-530
Series 10 Recording/Tracks/Track 1/Detection Channels/Detection Channel 12/ - Filter Set Name	EF3
Series 10 Recording/Tracks/Track 1/Detection Channels/Detection Channel 12/ - Integrator Name	-
Series 10 Recording/Tracks/Track 1/Detection Channels/Detection Channel 12/ - Pinhole Diameter	70.0
Series 10 Recording/Tracks/Track 1/Detection Channels/Detection Channel 12/ - Pinhole Name	PH3
Series 10 Recording/Tracks/Track 1/Detection Channels/Detection Channel 12/ - SPI Wavelength End	735.0
Series 10 Recording/Tracks/Track 1/Detection Channels/Detection Channel 12/ - SPI Wavelength Start	415.0
Series 10 Recording/Tracks/Track 1/Detection Channels/Detection Channel 12/ - Spectral Scan Channels	32
Series 10 Recording/Tracks/Track 1/Detection Channels/Detection Channel 12/ - null	575.0
Series 10 Recording/Tracks/Track 1/Detection Channels/Detection Channel 13/ - Acquire	0
Series 10 Recording/Tracks/Track 1/Detection Channels/Detection Channel 13/ - Amplifier Gain	1.0
Series 10 Recording/Tracks/Track 1/Detection Channels/Detection Channel 13/ - Amplifier Gain B/C 1	1.0
Series 10 Recording/Tracks/Track 1/Detection Channels/Detection Channel 13/ - Amplifier Gain B/C 2	1.0
Series 10 Recording/Tracks/Track 1/Detection Channels/Detection Channel 13/ - Amplifier Offset	0.1
Series 10 Recording/Tracks/Track 1/Detection Channels/Detection Channel 13/ - Amplifier Offset B/C 1	0.1
Series 10 Recording/Tracks/Track 1/Detection Channels/Detection Channel 13/ - Amplifier Offset B/C 2	0.1
Series 10 Recording/Tracks/Track 1/Detection Channels/Detection Channel 13/ - Detection Channel Name	ChD
Series 10 Recording/Tracks/Track 1/Detection Channels/Detection Channel 13/ - Detector Gain	78.43137254901961
Series 10 Recording/Tracks/Track 1/Detection Channels/Detection Channel 13/ - Detector Gain B/C 1	0.0
Series 10 Recording/Tracks/Track 1/Detection Channels/Detection Channel 13/ - Detector Gain B/C 2	0.0
Series 10 Recording/Tracks/Track 1/Detection Channels/Detection Channel 13/ - Detector Name	PmtD
Series 10 Recording/Tracks/Track 1/Detection Channels/Detection Channel 13/ - Dye Name	N
Series 10 Recording/Tracks/Track 1/Detection Channels/Detection Channel 13/ - Integrator Name	IntegratorD
Series 10 Recording/Tracks/Track 1/Detection Channels/Detection Channel 13/ - Pinhole Diameter	0.0
Series 10 Recording/Tracks/Track 1/Detection Channels/Detection Channel 13/ - SPI Wavelength End	735.0
Series 10 Recording/Tracks/Track 1/Detection Channels/Detection Channel 13/ - SPI Wavelength Start	415.0
Series 10 Recording/Tracks/Track 1/Detection Channels/Detection Channel 13/ - Spectral Scan Channels	32
Series 10 Recording/Tracks/Track 1/Detection Channels/Detection Channel 13/ - null	575.0
Series 10 Recording/Tracks/Track 1/Detection Channels/Detection Channel 2/ - Acquire	0
Series 10 Recording/Tracks/Track 1/Detection Channels/Detection Channel 2/ - Amplifier Gain	1.0
Series 10 Recording/Tracks/Track 1/Detection Channels/Detection Channel 2/ - Amplifier Gain B/C 1	1.0
Series 10 Recording/Tracks/Track 1/Detection Channels/Detection Channel 2/ - Amplifier Gain B/C 2	1.0
Series 10 Recording/Tracks/Track 1/Detection Channels/Detection Channel 2/ - Amplifier Offset	0.1
Series 10 Recording/Tracks/Track 1/Detection Channels/Detection Channel 2/ - Amplifier Offset B/C 1	0.1
Series 10 Recording/Tracks/Track 1/Detection Channels/Detection Channel 2/ - Amplifier Offset B/C 2	0.1
Series 10 Recording/Tracks/Track 1/Detection Channels/Detection Channel 2/ - Detection Channel Name	ChS1
Series 10 Recording/Tracks/Track 1/Detection Channels/Detection Channel 2/ - Detector Gain	636.0703812316716
Series 10 Recording/Tracks/Track 1/Detection Channels/Detection Channel 2/ - Detector Gain B/C 1	0.0
Series 10 Recording/Tracks/Track 1/Detection Channels/Detection Channel 2/ - Detector Gain B/C 2	0.0
Series 10 Recording/Tracks/Track 1/Detection Channels/Detection Channel 2/ - Detector Name	PmtSPI1
Series 10 Recording/Tracks/Track 1/Detection Channels/Detection Channel 2/ - Dye Folder	p
Series 10 Recording/Tracks/Track 1/Detection Channels/Detection Channel 2/ - Integrator Name	IntegratorSPI~
Series 10 Recording/Tracks/Track 1/Detection Channels/Detection Channel 2/ - Pinhole Diameter	444.0
Series 10 Recording/Tracks/Track 1/Detection Channels/Detection Channel 2/ - Pinhole Name	PH1
Series 10 Recording/Tracks/Track 1/Detection Channels/Detection Channel 2/ - SPI Wavelength End	753.73
Series 10 Recording/Tracks/Track 1/Detection Channels/Detection Channel 2/ - SPI Wavelength Start	411.33
Series 10 Recording/Tracks/Track 1/Detection Channels/Detection Channel 2/ - Spectral Scan Channels	32
Series 10 Recording/Tracks/Track 1/Detection Channels/Detection Channel 2/ - null	575.0
Series 10 Recording/Tracks/Track 1/Detection Channels/Detection Channel 3/ - Acquire	0
Series 10 Recording/Tracks/Track 1/Detection Channels/Detection Channel 3/ - Amplifier Gain	1.0
Series 10 Recording/Tracks/Track 1/Detection Channels/Detection Channel 3/ - Amplifier Gain B/C 1	1.0
Series 10 Recording/Tracks/Track 1/Detection Channels/Detection Channel 3/ - Amplifier Gain B/C 2	1.0
Series 10 Recording/Tracks/Track 1/Detection Channels/Detection Channel 3/ - Amplifier Offset	0.1
Series 10 Recording/Tracks/Track 1/Detection Channels/Detection Channel 3/ - Amplifier Offset B/C 1	0.1
Series 10 Recording/Tracks/Track 1/Detection Channels/Detection Channel 3/ - Amplifier Offset B/C 2	0.1
Series 10 Recording/Tracks/Track 1/Detection Channels/Detection Channel 3/ - Detection Channel Name	ChS2
Series 10 Recording/Tracks/Track 1/Detection Channels/Detection Channel 3/ - Detector Gain	636.0703812316716
Series 10 Recording/Tracks/Track 1/Detection Channels/Detection Channel 3/ - Detector Gain B/C 1	0.0
Series 10 Recording/Tracks/Track 1/Detection Channels/Detection Channel 3/ - Detector Gain B/C 2	0.0
Series 10 Recording/Tracks/Track 1/Detection Channels/Detection Channel 3/ - Detector Name	PmtSPI1
Series 10 Recording/Tracks/Track 1/Detection Channels/Detection Channel 3/ - Dye Folder	p
Series 10 Recording/Tracks/Track 1/Detection Channels/Detection Channel 3/ - Integrator Name	IntegratorSPI
Series 10 Recording/Tracks/Track 1/Detection Channels/Detection Channel 3/ - Pinhole Diameter	444.0
Series 10 Recording/Tracks/Track 1/Detection Channels/Detection Channel 3/ - Pinhole Name	PH1
Series 10 Recording/Tracks/Track 1/Detection Channels/Detection Channel 3/ - SPI Wavelength End	753.73
Series 10 Recording/Tracks/Track 1/Detection Channels/Detection Channel 3/ - SPI Wavelength Start	411.33
Series 10 Recording/Tracks/Track 1/Detection Channels/Detection Channel 3/ - Spectral Scan Channels	32
Series 10 Recording/Tracks/Track 1/Detection Channels/Detection Channel 3/ - null	575.0
Series 10 Recording/Tracks/Track 1/Detection Channels/Detection Channel 4/ - Acquire	0
Series 10 Recording/Tracks/Track 1/Detection Channels/Detection Channel 4/ - Amplifier Gain	1.0
Series 10 Recording/Tracks/Track 1/Detection Channels/Detection Channel 4/ - Amplifier Gain B/C 1	1.0
Series 10 Recording/Tracks/Track 1/Detection Channels/Detection Channel 4/ - Amplifier Gain B/C 2	1.0
Series 10 Recording/Tracks/Track 1/Detection Channels/Detection Channel 4/ - Amplifier Offset	0.1
Series 10 Recording/Tracks/Track 1/Detection Channels/Detection Channel 4/ - Amplifier Offset B/C 1	0.1
Series 10 Recording/Tracks/Track 1/Detection Channels/Detection Channel 4/ - Amplifier Offset B/C 2	0.1
Series 10 Recording/Tracks/Track 1/Detection Channels/Detection Channel 4/ - Detection Channel Name	ChS3
Series 10 Recording/Tracks/Track 1/Detection Channels/Detection Channel 4/ - Detector Gain	636.0703812316716
Series 10 Recording/Tracks/Track 1/Detection Channels/Detection Channel 4/ - Detector Gain B/C 1	0.0
Series 10 Recording/Tracks/Track 1/Detection Channels/Detection Channel 4/ - Detector Gain B/C 2	0.0
Series 10 Recording/Tracks/Track 1/Detection Channels/Detection Channel 4/ - Detector Name	PmtSPI1n
Series 10 Recording/Tracks/Track 1/Detection Channels/Detection Channel 4/ - Dye Folder	p
Series 10 Recording/Tracks/Track 1/Detection Channels/Detection Channel 4/ - Integrator Name	IntegratorSPI0
Series 10 Recording/Tracks/Track 1/Detection Channels/Detection Channel 4/ - Pinhole Diameter	444.0
Series 10 Recording/Tracks/Track 1/Detection Channels/Detection Channel 4/ - Pinhole Name	PH1o
Series 10 Recording/Tracks/Track 1/Detection Channels/Detection Channel 4/ - SPI Wavelength End	753.73
Series 10 Recording/Tracks/Track 1/Detection Channels/Detection Channel 4/ - SPI Wavelength Start	411.33
Series 10 Recording/Tracks/Track 1/Detection Channels/Detection Channel 4/ - Spectral Scan Channels	32
Series 10 Recording/Tracks/Track 1/Detection Channels/Detection Channel 4/ - null	575.0
Series 10 Recording/Tracks/Track 1/Detection Channels/Detection Channel 5/ - Acquire	0
Series 10 Recording/Tracks/Track 1/Detection Channels/Detection Channel 5/ - Amplifier Gain	1.0
Series 10 Recording/Tracks/Track 1/Detection Channels/Detection Channel 5/ - Amplifier Gain B/C 1	1.0
Series 10 Recording/Tracks/Track 1/Detection Channels/Detection Channel 5/ - Amplifier Gain B/C 2	1.0
Series 10 Recording/Tracks/Track 1/Detection Channels/Detection Channel 5/ - Amplifier Offset	0.1
Series 10 Recording/Tracks/Track 1/Detection Channels/Detection Channel 5/ - Amplifier Offset B/C 1	0.1
Series 10 Recording/Tracks/Track 1/Detection Channels/Detection Channel 5/ - Amplifier Offset B/C 2	0.1
Series 10 Recording/Tracks/Track 1/Detection Channels/Detection Channel 5/ - Detection Channel Name	ChS4
Series 10 Recording/Tracks/Track 1/Detection Channels/Detection Channel 5/ - Detector Gain	636.0703812316716
Series 10 Recording/Tracks/Track 1/Detection Channels/Detection Channel 5/ - Detector Gain B/C 1	0.0
Series 10 Recording/Tracks/Track 1/Detection Channels/Detection Channel 5/ - Detector Gain B/C 2	0.0
Series 10 Recording/Tracks/Track 1/Detection Channels/Detection Channel 5/ - Detector Name	PmtSPI1
Series 10 Recording/Tracks/Track 1/Detection Channels/Detection Channel 5/ - Dye Folder	p
Series 10 Recording/Tracks/Track 1/Detection Channels/Detection Channel 5/ - Integrator Name	IntegratorSPI
Series 10 Recording/Tracks/Track 1/Detection Channels/Detection Channel 5/ - Pinhole Diameter	444.0
Series 10 Recording/Tracks/Track 1/Detection Channels/Detection Channel 5/ - Pinhole Name	PH1
Series 10 Recording/Tracks/Track 1/Detection Channels/Detection Channel 5/ - SPI Wavelength End	753.73
Series 10 Recording/Tracks/Track 1/Detection Channels/Detection Channel 5/ - SPI Wavelength Start	411.33
Series 10 Recording/Tracks/Track 1/Detection Channels/Detection Channel 5/ - Spectral Scan Channels	32
Series 10 Recording/Tracks/Track 1/Detection Channels/Detection Channel 5/ - null	575.0
Series 10 Recording/Tracks/Track 1/Detection Channels/Detection Channel 6/ - Acquire	0
Series 10 Recording/Tracks/Track 1/Detection Channels/Detection Channel 6/ - Amplifier Gain	1.0
Series 10 Recording/Tracks/Track 1/Detection Channels/Detection Channel 6/ - Amplifier Gain B/C 1	1.0
Series 10 Recording/Tracks/Track 1/Detection Channels/Detection Channel 6/ - Amplifier Gain B/C 2	1.0
Series 10 Recording/Tracks/Track 1/Detection Channels/Detection Channel 6/ - Amplifier Offset	0.1
Series 10 Recording/Tracks/Track 1/Detection Channels/Detection Channel 6/ - Amplifier Offset B/C 1	0.1
Series 10 Recording/Tracks/Track 1/Detection Channels/Detection Channel 6/ - Amplifier Offset B/C 2	0.1
Series 10 Recording/Tracks/Track 1/Detection Channels/Detection Channel 6/ - Detection Channel Name	ChS54
Series 10 Recording/Tracks/Track 1/Detection Channels/Detection Channel 6/ - Detector Gain	636.0703812316716
Series 10 Recording/Tracks/Track 1/Detection Channels/Detection Channel 6/ - Detector Gain B/C 1	0.0
Series 10 Recording/Tracks/Track 1/Detection Channels/Detection Channel 6/ - Detector Gain B/C 2	0.0
Series 10 Recording/Tracks/Track 1/Detection Channels/Detection Channel 6/ - Detector Name	PmtSPI1
Series 10 Recording/Tracks/Track 1/Detection Channels/Detection Channel 6/ - Dye Folder	p
Series 10 Recording/Tracks/Track 1/Detection Channels/Detection Channel 6/ - Integrator Name	IntegratorSPI
Series 10 Recording/Tracks/Track 1/Detection Channels/Detection Channel 6/ - Pinhole Diameter	444.0
Series 10 Recording/Tracks/Track 1/Detection Channels/Detection Channel 6/ - Pinhole Name	PH1
Series 10 Recording/Tracks/Track 1/Detection Channels/Detection Channel 6/ - SPI Wavelength End	753.73
Series 10 Recording/Tracks/Track 1/Detection Channels/Detection Channel 6/ - SPI Wavelength Start	411.33
Series 10 Recording/Tracks/Track 1/Detection Channels/Detection Channel 6/ - Spectral Scan Channels	32
Series 10 Recording/Tracks/Track 1/Detection Channels/Detection Channel 6/ - null	575.0
Series 10 Recording/Tracks/Track 1/Detection Channels/Detection Channel 7/ - Acquire	0
Series 10 Recording/Tracks/Track 1/Detection Channels/Detection Channel 7/ - Amplifier Gain	1.0
Series 10 Recording/Tracks/Track 1/Detection Channels/Detection Channel 7/ - Amplifier Gain B/C 1	1.0
Series 10 Recording/Tracks/Track 1/Detection Channels/Detection Channel 7/ - Amplifier Gain B/C 2	1.0
Series 10 Recording/Tracks/Track 1/Detection Channels/Detection Channel 7/ - Amplifier Offset	0.1
Series 10 Recording/Tracks/Track 1/Detection Channels/Detection Channel 7/ - Amplifier Offset B/C 1	0.1
Series 10 Recording/Tracks/Track 1/Detection Channels/Detection Channel 7/ - Amplifier Offset B/C 2	0.1
Series 10 Recording/Tracks/Track 1/Detection Channels/Detection Channel 7/ - Detection Channel Name	ChS6
Series 10 Recording/Tracks/Track 1/Detection Channels/Detection Channel 7/ - Detector Gain	636.0703812316716
Series 10 Recording/Tracks/Track 1/Detection Channels/Detection Channel 7/ - Detector Gain B/C 1	0.0
Series 10 Recording/Tracks/Track 1/Detection Channels/Detection Channel 7/ - Detector Gain B/C 2	0.0
Series 10 Recording/Tracks/Track 1/Detection Channels/Detection Channel 7/ - Detector Name	PmtSPI1
Series 10 Recording/Tracks/Track 1/Detection Channels/Detection Channel 7/ - Dye Folder	p
Series 10 Recording/Tracks/Track 1/Detection Channels/Detection Channel 7/ - Integrator Name	IntegratorSPI
Series 10 Recording/Tracks/Track 1/Detection Channels/Detection Channel 7/ - Pinhole Diameter	444.0
Series 10 Recording/Tracks/Track 1/Detection Channels/Detection Channel 7/ - Pinhole Name	PH1
Series 10 Recording/Tracks/Track 1/Detection Channels/Detection Channel 7/ - SPI Wavelength End	753.73
Series 10 Recording/Tracks/Track 1/Detection Channels/Detection Channel 7/ - SPI Wavelength Start	411.33
Series 10 Recording/Tracks/Track 1/Detection Channels/Detection Channel 7/ - Spectral Scan Channels	32
Series 10 Recording/Tracks/Track 1/Detection Channels/Detection Channel 7/ - null	575.0
Series 10 Recording/Tracks/Track 1/Detection Channels/Detection Channel 8/ - Acquire	0
Series 10 Recording/Tracks/Track 1/Detection Channels/Detection Channel 8/ - Amplifier Gain	1.0
Series 10 Recording/Tracks/Track 1/Detection Channels/Detection Channel 8/ - Amplifier Gain B/C 1	1.0
Series 10 Recording/Tracks/Track 1/Detection Channels/Detection Channel 8/ - Amplifier Gain B/C 2	1.0
Series 10 Recording/Tracks/Track 1/Detection Channels/Detection Channel 8/ - Amplifier Offset	0.1
Series 10 Recording/Tracks/Track 1/Detection Channels/Detection Channel 8/ - Amplifier Offset B/C 1	0.1
Series 10 Recording/Tracks/Track 1/Detection Channels/Detection Channel 8/ - Amplifier Offset B/C 2	0.1
Series 10 Recording/Tracks/Track 1/Detection Channels/Detection Channel 8/ - Detection Channel Name	ChS7
Series 10 Recording/Tracks/Track 1/Detection Channels/Detection Channel 8/ - Detector Gain	636.0703812316716
Series 10 Recording/Tracks/Track 1/Detection Channels/Detection Channel 8/ - Detector Gain B/C 1	0.0
Series 10 Recording/Tracks/Track 1/Detection Channels/Detection Channel 8/ - Detector Gain B/C 2	0.0
Series 10 Recording/Tracks/Track 1/Detection Channels/Detection Channel 8/ - Detector Name	PmtSPI1
Series 10 Recording/Tracks/Track 1/Detection Channels/Detection Channel 8/ - Dye Folder	p
Series 10 Recording/Tracks/Track 1/Detection Channels/Detection Channel 8/ - Integrator Name	IntegratorSPI
Series 10 Recording/Tracks/Track 1/Detection Channels/Detection Channel 8/ - Pinhole Diameter	444.0
Series 10 Recording/Tracks/Track 1/Detection Channels/Detection Channel 8/ - Pinhole Name	PH1
Series 10 Recording/Tracks/Track 1/Detection Channels/Detection Channel 8/ - SPI Wavelength End	753.73
Series 10 Recording/Tracks/Track 1/Detection Channels/Detection Channel 8/ - SPI Wavelength Start	411.33
Series 10 Recording/Tracks/Track 1/Detection Channels/Detection Channel 8/ - Spectral Scan Channels	32
Series 10 Recording/Tracks/Track 1/Detection Channels/Detection Channel 8/ - null	575.0
Series 10 Recording/Tracks/Track 1/Detection Channels/Detection Channel 9/ - Acquire	0
Series 10 Recording/Tracks/Track 1/Detection Channels/Detection Channel 9/ - Amplifier Gain	1.0
Series 10 Recording/Tracks/Track 1/Detection Channels/Detection Channel 9/ - Amplifier Gain B/C 1	1.0
Series 10 Recording/Tracks/Track 1/Detection Channels/Detection Channel 9/ - Amplifier Gain B/C 2	1.0
Series 10 Recording/Tracks/Track 1/Detection Channels/Detection Channel 9/ - Amplifier Offset	0.1
Series 10 Recording/Tracks/Track 1/Detection Channels/Detection Channel 9/ - Amplifier Offset B/C 1	0.1
Series 10 Recording/Tracks/Track 1/Detection Channels/Detection Channel 9/ - Amplifier Offset B/C 2	0.1
Series 10 Recording/Tracks/Track 1/Detection Channels/Detection Channel 9/ - Detection Channel Name	ChS8
Series 10 Recording/Tracks/Track 1/Detection Channels/Detection Channel 9/ - Detector Gain	636.0703812316716
Series 10 Recording/Tracks/Track 1/Detection Channels/Detection Channel 9/ - Detector Gain B/C 1	0.0
Series 10 Recording/Tracks/Track 1/Detection Channels/Detection Channel 9/ - Detector Gain B/C 2	0.0
Series 10 Recording/Tracks/Track 1/Detection Channels/Detection Channel 9/ - Detector Name	PmtSPI1
Series 10 Recording/Tracks/Track 1/Detection Channels/Detection Channel 9/ - Dye Folder	p
Series 10 Recording/Tracks/Track 1/Detection Channels/Detection Channel 9/ - Integrator Name	IntegratorSPI
Series 10 Recording/Tracks/Track 1/Detection Channels/Detection Channel 9/ - Pinhole Diameter	444.0
Series 10 Recording/Tracks/Track 1/Detection Channels/Detection Channel 9/ - Pinhole Name	PH1
Series 10 Recording/Tracks/Track 1/Detection Channels/Detection Channel 9/ - SPI Wavelength End	753.73
Series 10 Recording/Tracks/Track 1/Detection Channels/Detection Channel 9/ - SPI Wavelength Start	411.33
Series 10 Recording/Tracks/Track 1/Detection Channels/Detection Channel 9/ - Spectral Scan Channels	32
Series 10 Recording/Tracks/Track 1/Detection Channels/Detection Channel 9/ - null	575.0
Series 10 Recording/Tracks/Track 1/Illumination Channels/ - null	0.0
Series 10 Recording/Tracks/Track 1/Illumination Channels/Illumination Channel 1/ - Acquire	0
Series 10 Recording/Tracks/Track 1/Illumination Channels/Illumination Channel 1/ - Name	633
Series 10 Recording/Tracks/Track 1/Illumination Channels/Illumination Channel 1/ - Power	0.1
Series 10 Recording/Tracks/Track 1/Illumination Channels/Illumination Channel 1/ - Power B/C 1	0.1
Series 10 Recording/Tracks/Track 1/Illumination Channels/Illumination Channel 1/ - Power B/C 2	0.1
Series 10 Recording/Tracks/Track 1/Illumination Channels/Illumination Channel 1/ - Wavelength	633.0
Series 10 Recording/Tracks/Track 1/Illumination Channels/Illumination Channel 1/ - null	FW1
Series 10 Recording/Tracks/Track 1/Illumination Channels/Illumination Channel 2/ - Acquire	0
Series 10 Recording/Tracks/Track 1/Illumination Channels/Illumination Channel 2/ - Name	458
Series 10 Recording/Tracks/Track 1/Illumination Channels/Illumination Channel 2/ - Power	0.1
Series 10 Recording/Tracks/Track 1/Illumination Channels/Illumination Channel 2/ - Power B/C 1	0.1
Series 10 Recording/Tracks/Track 1/Illumination Channels/Illumination Channel 2/ - Power B/C 2	0.1
Series 10 Recording/Tracks/Track 1/Illumination Channels/Illumination Channel 2/ - Wavelength	458.0
Series 10 Recording/Tracks/Track 1/Illumination Channels/Illumination Channel 2/ - null	0.1
Series 10 Recording/Tracks/Track 1/Illumination Channels/Illumination Channel 3/ - Acquire	0
Series 10 Recording/Tracks/Track 1/Illumination Channels/Illumination Channel 3/ - Name	488
Series 10 Recording/Tracks/Track 1/Illumination Channels/Illumination Channel 3/ - Power	0.1
Series 10 Recording/Tracks/Track 1/Illumination Channels/Illumination Channel 3/ - Power B/C 1	0.1
Series 10 Recording/Tracks/Track 1/Illumination Channels/Illumination Channel 3/ - Power B/C 2	0.1
Series 10 Recording/Tracks/Track 1/Illumination Channels/Illumination Channel 3/ - Wavelength	488.0
Series 10 Recording/Tracks/Track 1/Illumination Channels/Illumination Channel 3/ - null	0.1
Series 10 Recording/Tracks/Track 1/Illumination Channels/Illumination Channel 4/ - Acquire	0
Series 10 Recording/Tracks/Track 1/Illumination Channels/Illumination Channel 4/ - Name	514
Series 10 Recording/Tracks/Track 1/Illumination Channels/Illumination Channel 4/ - Power	0.1
Series 10 Recording/Tracks/Track 1/Illumination Channels/Illumination Channel 4/ - Power B/C 1	0.1
Series 10 Recording/Tracks/Track 1/Illumination Channels/Illumination Channel 4/ - Power B/C 2	0.1
Series 10 Recording/Tracks/Track 1/Illumination Channels/Illumination Channel 4/ - Wavelength	514.0
Series 10 Recording/Tracks/Track 1/Illumination Channels/Illumination Channel 4/ - null	0.1
Series 10 Recording/Tracks/Track 1/Illumination Channels/Illumination Channel 5/ - Acquire	0
Series 10 Recording/Tracks/Track 1/Illumination Channels/Illumination Channel 5/ - Name	543
Series 10 Recording/Tracks/Track 1/Illumination Channels/Illumination Channel 5/ - Power	0.1
Series 10 Recording/Tracks/Track 1/Illumination Channels/Illumination Channel 5/ - Power B/C 1	0.1
Series 10 Recording/Tracks/Track 1/Illumination Channels/Illumination Channel 5/ - Power B/C 2	0.1
Series 10 Recording/Tracks/Track 1/Illumination Channels/Illumination Channel 5/ - Wavelength	543.0
Series 10 Recording/Tracks/Track 1/Illumination Channels/Illumination Channel 5/ - null	0.1
Series 10 Recording/Tracks/Track 1/Illumination Channels/Illumination Channel 6/ - Acquire	0
Series 10 Recording/Tracks/Track 1/Illumination Channels/Illumination Channel 6/ - Name	405
Series 10 Recording/Tracks/Track 1/Illumination Channels/Illumination Channel 6/ - Power	0.1
Series 10 Recording/Tracks/Track 1/Illumination Channels/Illumination Channel 6/ - Power B/C 1	0.1
Series 10 Recording/Tracks/Track 1/Illumination Channels/Illumination Channel 6/ - Power B/C 2	0.1
Series 10 Recording/Tracks/Track 1/Illumination Channels/Illumination Channel 6/ - Wavelength	405.0
Series 10 Recording/Tracks/Track 1/Illumination Channels/Illumination Channel 6/ - null	0.1
Series 10 Recording/Tracks/Track 1/Illumination Channels/Illumination Channel 7/ - Acquire	0
Series 10 Recording/Tracks/Track 1/Illumination Channels/Illumination Channel 7/ - Name	HAL
Series 10 Recording/Tracks/Track 1/Illumination Channels/Illumination Channel 7/ - Power	0.0
Series 10 Recording/Tracks/Track 1/Illumination Channels/Illumination Channel 7/ - Power B/C 1	0.0
Series 10 Recording/Tracks/Track 1/Illumination Channels/Illumination Channel 7/ - Power B/C 2	0.0
Series 10 Recording/Tracks/Track 1/Illumination Channels/Illumination Channel 7/ - Wavelength	0.0
Series 10 Recording/Tracks/Track 1/Illumination Channels/Illumination Channel 7/ - null	0.1
Series 10 ScanType	x-y-z scan
Series 10 SpectralScan	no spectral scan
Series 10 StructureSize	512
Series 10 ThumbnailX	128
Series 10 ThumbnailY	128
Series 10 TimeInterval	1.0
Series 10 ToolbarFlags	0
Series 10 VoxelSizeX	1.7995371783466279
Series 10 VoxelSizeY	1.7995371783466279
Series 10 VoxelSizeZ	1.0
Series 11 - null	None
Series 11 ChannelName0	ChS1-T1
Series 11 DataType	8 bit unsigned integer
Series 11 DataType2	original scan data
Series 11 DimensionChannels	3
Series 11 DimensionX	512
Series 11 DimensionY	512
Series 11 DimensionZ	1
Series 11 DisplayAspectTime	1.0
Series 11 DisplayAspectX	1.0
Series 11 DisplayAspectY	1.0
Series 11 DisplayAspectZ	1.0
Series 11 MagicNumber	67127628
Series 11 OriginX	0.0
Series 11 OriginY	0.0
Series 11 OriginZ	0.0
Series 11 Recording/ - Camera Binning	0
Series 11 Recording/ - Camera Frame Height	2
Series 11 Recording/ - Camera Frame Width	4
Series 11 Recording/ - Camera Offset X	0.0
Series 11 Recording/ - Camera Offset Y	0.0
Series 11 Recording/ - Camera Supersampling	0
Series 11 Recording/ - Images Height	512
Series 11 Recording/ - Images Width	512
Series 11 Recording/ - Interpolation Y	1
Series 11 Recording/ - Line Spacing	1.7995371783466279
Series 11 Recording/ - Lines Per Plane	512
Series 11 Recording/ - Linescan XY Size	512
Series 11 Recording/ - Name	FCbASwt7
Series 11 Recording/ - Number of Channels	3
Series 11 Recording/ - Number of Planes	1
Series 11 Recording/ - Number of Stacks	1
Series 11 Recording/ - Objective	Plan-Neofluar 10x/0.3(
Series 11 Recording/ - Original Scan Data	0
Series 11 Recording/ - Plane Height	921.3630353134735
Series 11 Recording/ - Plane Spacing	1.0
Series 11 Recording/ - Plane Width	921.3630353134735
Series 11 Recording/ - Planes Per Volume	1
Series 11 Recording/ - Position B/C Contrast 1	15674.099999999993
Series 11 Recording/ - Position B/C Contrast 2	15674.099999999993
Series 11 Recording/ - Precession	0.0
Series 11 Recording/ - Rotation	0.0
Series 11 Recording/ - Sample 0Time	40007.62594924769
Series 11 Recording/ - Sample 0X	0.0
Series 11 Recording/ - Sample 0Y	0.0
Series 11 Recording/ - Sample 0Z	0.0
Series 11 Recording/ - Sample Spacing	1.7995371783466279
Series 11 Recording/ - Samples Per Line	512
Series 11 Recording/ - Scan Direction	0
Series 11 Recording/ - Scan Mode	Plane
Series 11 Recording/ - Scan Type	unused
Series 11 Recording/ - Special Scan Mode	NoSpecialMode
Series 11 Recording/ - Start Scan Event	0
Series 11 Recording/ - Start Scan Time	0.0
Series 11 Recording/ - Start Scan Trigger In	None
Series 11 Recording/ - Start Scan Trigger Out	None
Series 11 Recording/ - Stop Scan Event	0
Series 11 Recording/ - Stop Scan Time	0.0
Series 11 Recording/ - Stop Scan Trigger In	NoneI
Series 11 Recording/ - Stop Scan Trigger Out	None
Series 11 Recording/ - Time Series	0
Series 11 Recording/ - Use B/C Correction	0
Series 11 Recording/ - Use ROIs	0
Series 11 Recording/ - Use Reduced Memory ROIs	0
Series 11 Recording/ - User	ametz
Series 11 Recording/ - Volume Depth	0.0
Series 11 Recording/ - Zoom X	1.0
Series 11 Recording/ - Zoom Y	1.0
Series 11 Recording/ - Zoom Z	1.0
Series 11 Recording/ - null	None
Series 11 Recording/Lasers/ - null	5.0
Series 11 Recording/Lasers/Laser 1/ - Acquire	-1
Series 11 Recording/Lasers/Laser 1/ - Name	Laser Diode 405n
Series 11 Recording/Lasers/Laser 1/ - Power	25.0
Series 11 Recording/Lasers/Laser 1/ - null	0.0
Series 11 Recording/Lasers/Laser 2/ - Acquire	-1
Series 11 Recording/Lasers/Laser 2/ - Name	Argon/23
Series 11 Recording/Lasers/Laser 2/ - Power	7.5
Series 11 Recording/Lasers/Laser 2/ - null	25.0
Series 11 Recording/Lasers/Laser 3/ - Acquire	-1
Series 11 Recording/Lasers/Laser 3/ - Name	HeNe1x
Series 11 Recording/Lasers/Laser 3/ - Power	1.0
Series 11 Recording/Lasers/Laser 3/ - null	7.5
Series 11 Recording/Lasers/Laser 4/ - Acquire	-1
Series 11 Recording/Lasers/Laser 4/ - Name	HeNe2
Series 11 Recording/Lasers/Laser 4/ - Power	5.0
Series 11 Recording/Lasers/Laser 4/ - null	1.0
Series 11 Recording/Markers/ - null	None
Series 11 Recording/Markers/Marker 1/ - Description	#
Series 11 Recording/Markers/Marker 1/ - Name	Marker1$
Series 11 Recording/Markers/Marker 1/ - Trigger In	None)
Series 11 Recording/Markers/Marker 1/ - Trigger Out	None0
Series 11 Recording/Markers/Marker 1/ - null	0
Series 11 Recording/Markers/Marker 2/ - Description	!
Series 11 Recording/Markers/Marker 2/ - Name	Marker20
Series 11 Recording/Markers/Marker 2/ - Trigger In	None
Series 11 Recording/Markers/Marker 2/ - Trigger Out	None$
Series 11 Recording/Markers/Marker 2/ - null	None0
Series 11 Recording/Markers/Marker 3/ - Description	"
Series 11 Recording/Markers/Marker 3/ - Name	Marker3!
Series 11 Recording/Markers/Marker 3/ - Trigger In	None
Series 11 Recording/Markers/Marker 3/ - Trigger Out	None
Series 11 Recording/Markers/Marker 3/ - null	None$
Series 11 Recording/Markers/Marker 4/ - Description	P
Series 11 Recording/Markers/Marker 4/ - Name	Marker4\
Series 11 Recording/Markers/Marker 4/ - Trigger In	NoneP
Series 11 Recording/Markers/Marker 4/ - Trigger Out	None3
Series 11 Recording/Markers/Marker 4/ - null	None
Series 11 Recording/Markers/Marker 5/ - Description	#
Series 11 Recording/Markers/Marker 5/ - Name	Marker5,
Series 11 Recording/Markers/Marker 5/ - Trigger In	None
Series 11 Recording/Markers/Marker 5/ - Trigger Out	None
Series 11 Recording/Markers/Marker 5/ - null	None3
Series 11 Recording/Markers/Marker 6/ - Name	Marker6
Series 11 Recording/Markers/Marker 6/ - Trigger In	None)
Series 11 Recording/Markers/Marker 6/ - Trigger Out	None/
Series 11 Recording/Markers/Marker 6/ - null	None
Series 11 Recording/Markers/Marker 7/ - Description	(
Series 11 Recording/Markers/Marker 7/ - Name	Marker7)
Series 11 Recording/Markers/Marker 7/ - Trigger In	None'
Series 11 Recording/Markers/Marker 7/ - Trigger Out	None
Series 11 Recording/Markers/Marker 7/ - null	None/
Series 11 Recording/Timers/ - null	0
Series 11 Recording/Timers/Timer 1/ - Interval	1.0
Series 11 Recording/Timers/Timer 1/ - Name	Timer12
Series 11 Recording/Timers/Timer 1/ - Trigger In	NoneR
Series 11 Recording/Timers/Timer 1/ - Trigger Out	None
Series 11 Recording/Timers/Timer 1/ - null	0
Series 11 Recording/Timers/Timer 2/ - Interval	0.0
Series 11 Recording/Timers/Timer 2/ - Name	Timer2#
Series 11 Recording/Timers/Timer 2/ - Trigger In	None1
Series 11 Recording/Timers/Timer 2/ - Trigger Out	None/
Series 11 Recording/Timers/Timer 2/ - null	0
Series 11 Recording/Timers/Timer 3/ - Interval	0.0
Series 11 Recording/Timers/Timer 3/ - Name	Timer3(
Series 11 Recording/Timers/Timer 3/ - Trigger In	None,
Series 11 Recording/Timers/Timer 3/ - Trigger Out	None"
Series 11 Recording/Timers/Timer 3/ - null	0
Series 11 Recording/Timers/Timer 4/ - Interval	0.0
Series 11 Recording/Timers/Timer 4/ - Name	Timer4B
Series 11 Recording/Timers/Timer 4/ - Trigger In	None9
Series 11 Recording/Timers/Timer 4/ - Trigger Out	None,
Series 11 Recording/Timers/Timer 4/ - null	0
Series 11 Recording/Timers/Timer 5/ - Interval	0.0
Series 11 Recording/Timers/Timer 5/ - Name	Timer5
Series 11 Recording/Timers/Timer 5/ - Trigger In	None!
Series 11 Recording/Timers/Timer 5/ - Trigger Out	None$
Series 11 Recording/Timers/Timer 5/ - null	0
Series 11 Recording/Timers/Timer 6/ - Interval	0.0
Series 11 Recording/Timers/Timer 6/ - Name	Timer6
Series 11 Recording/Timers/Timer 6/ - Trigger In	None0
Series 11 Recording/Timers/Timer 6/ - Trigger Out	Noney
Series 11 Recording/Timers/Timer 6/ - null	0
Series 11 Recording/Tracks/ - null	0.0
Series 11 Recording/Tracks/Track 1/ - Acquire	0
Series 11 Recording/Tracks/Track 1/ - Bleach After Scan Number	0
Series 11 Recording/Tracks/Track 1/ - Bleach Count	1
Series 11 Recording/Tracks/Track 1/ - Bleach Position Z	0.0
Series 11 Recording/Tracks/Track 1/ - Bleach Scan Number	1
Series 11 Recording/Tracks/Track 1/ - Collimator 1 Name	IR/Vis0
Series 11 Recording/Tracks/Track 1/ - Collimator 1 Position	1
Series 11 Recording/Tracks/Track 1/ - Collimator 2 Name	UV/Vis
Series 11 Recording/Tracks/Track 1/ - Collimator 2 Position	52
Series 11 Recording/Tracks/Track 1/ - Condensor Aperture	0.0
Series 11 Recording/Tracks/Track 1/ - Condensor Frontlens	0
Series 11 Recording/Tracks/Track 1/ - Condensor Revolver	1
Series 11 Recording/Tracks/Track 1/ - Enable Spot Bleach Pos	0
Series 11 Recording/Tracks/Track 1/ - Field Stop Value	98.27235772357723
Series 11 Recording/Tracks/Track 1/ - ID Condensor Aperture	-
Series 11 Recording/Tracks/Track 1/ - ID Condensor Frontlens	1
Series 11 Recording/Tracks/Track 1/ - ID Condensor Revolver	;
Series 11 Recording/Tracks/Track 1/ - ID Field Stop	LFB1
Series 11 Recording/Tracks/Track 1/ - ID Transmission 1	1.0
Series 11 Recording/Tracks/Track 1/ - ID Transmission 2	1.0
Series 11 Recording/Tracks/Track 1/ - ID Transmission Filter 1	FWVirtual.
Series 11 Recording/Tracks/Track 1/ - ID Transmission Filter 2	I
Series 11 Recording/Tracks/Track 1/ - Is Bleach Track	0
Series 11 Recording/Tracks/Track 1/ - Is Ratio Track	0
Series 11 Recording/Tracks/Track 1/ - Multiplex Order	4
Series 11 Recording/Tracks/Track 1/ - Multiplex Type	1
Series 11 Recording/Tracks/Track 1/ - Name	Lambda7
Series 11 Recording/Tracks/Track 1/ - Pixel Time	12.79999992220837
Series 11 Recording/Tracks/Track 1/ - Repeat Bleach	0
Series 11 Recording/Tracks/Track 1/ - SPI Center Wavelength	582.53
Series 11 Recording/Tracks/Track 1/ - Sampling Method	1
Series 11 Recording/Tracks/Track 1/ - Sampling Mode	1
Series 11 Recording/Tracks/Track 1/ - Sampling Number	4
Series 11 Recording/Tracks/Track 1/ - Spot Bleach Position X	0.0
Series 11 Recording/Tracks/Track 1/ - Spot Bleach Position Y	0.0
Series 11 Recording/Tracks/Track 1/ - Trigger In	None?
Series 11 Recording/Tracks/Track 1/ - Trigger Out	None?
Series 11 Recording/Tracks/Track 1/ - null	0.0
Series 11 Recording/Tracks/Track 1/Beam Splitters/ - null	FW1
Series 11 Recording/Tracks/Track 1/Beam Splitters/Beam Splitter 1/ - Filter	HFT 405/488/543.
Series 11 Recording/Tracks/Track 1/Beam Splitters/Beam Splitter 1/ - Filter Set	HT[
Series 11 Recording/Tracks/Track 1/Beam Splitters/Beam Splitter 1/ - Name	HT'
Series 11 Recording/Tracks/Track 1/Beam Splitters/Beam Splitter 1/ - null	575.0
Series 11 Recording/Tracks/Track 1/Beam Splitters/Beam Splitter 2/ - Filter	None!
Series 11 Recording/Tracks/Track 1/Beam Splitters/Beam Splitter 2/ - Filter Set	NT1)
Series 11 Recording/Tracks/Track 1/Beam Splitters/Beam Splitter 2/ - Name	NT1#
Series 11 Recording/Tracks/Track 1/Beam Splitters/Beam Splitter 2/ - null	HT'
Series 11 Recording/Tracks/Track 1/Beam Splitters/Beam Splitter 3/ - Filter	NFT 490$
Series 11 Recording/Tracks/Track 1/Beam Splitters/Beam Splitter 3/ - Filter Set	NT2!
Series 11 Recording/Tracks/Track 1/Beam Splitters/Beam Splitter 3/ - Name	NT2
Series 11 Recording/Tracks/Track 1/Beam Splitters/Beam Splitter 3/ - null	NT1#
Series 11 Recording/Tracks/Track 1/Beam Splitters/Beam Splitter 4/ - Filter	None@
Series 11 Recording/Tracks/Track 1/Beam Splitters/Beam Splitter 4/ - Filter Set	NT3)
Series 11 Recording/Tracks/Track 1/Beam Splitters/Beam Splitter 4/ - Name	NT3!
Series 11 Recording/Tracks/Track 1/Beam Splitters/Beam Splitter 4/ - null	NT2
Series 11 Recording/Tracks/Track 1/Beam Splitters/Beam Splitter 5/ - Filter	Noneu
Series 11 Recording/Tracks/Track 1/Beam Splitters/Beam Splitter 5/ - Filter Set	FW1
Series 11 Recording/Tracks/Track 1/Beam Splitters/Beam Splitter 5/ - Name	FW1
Series 11 Recording/Tracks/Track 1/Beam Splitters/Beam Splitter 5/ - null	NT3!
Series 11 Recording/Tracks/Track 1/Data Channels/ - null	0.0
Series 11 Recording/Tracks/Track 1/Data Channels/Data Channel 1/ - Acquire	-1
Series 11 Recording/Tracks/Track 1/Data Channels/Data Channel 1/ - Bits Per Sample	8
Series 11 Recording/Tracks/Track 1/Data Channels/Data Channel 1/ - Color	10026752
Series 11 Recording/Tracks/Track 1/Data Channels/Data Channel 1/ - Name	Ch3?
Series 11 Recording/Tracks/Track 1/Data Channels/Data Channel 1/ - Ratio Channel 1	Ch17
Series 11 Recording/Tracks/Track 1/Data Channels/Data Channel 1/ - Ratio Channel 2	Ch1P
Series 11 Recording/Tracks/Track 1/Data Channels/Data Channel 1/ - Ratio Const. 1	0.0
Series 11 Recording/Tracks/Track 1/Data Channels/Data Channel 1/ - Ratio Const. 2	0.0
Series 11 Recording/Tracks/Track 1/Data Channels/Data Channel 1/ - Ratio Const. 3	1.0
Series 11 Recording/Tracks/Track 1/Data Channels/Data Channel 1/ - Ratio Const. 4	0.0
Series 11 Recording/Tracks/Track 1/Data Channels/Data Channel 1/ - Ratio Const. 5	1.0
Series 11 Recording/Tracks/Track 1/Data Channels/Data Channel 1/ - Ratio Const. 6	0.0
Series 11 Recording/Tracks/Track 1/Data Channels/Data Channel 1/ - Ratio First Images 1	-1
Series 11 Recording/Tracks/Track 1/Data Channels/Data Channel 1/ - Ratio First Images 2	-1
Series 11 Recording/Tracks/Track 1/Data Channels/Data Channel 1/ - Ratio Track 1	0
Series 11 Recording/Tracks/Track 1/Data Channels/Data Channel 1/ - Ratio Track 2	0
Series 11 Recording/Tracks/Track 1/Data Channels/Data Channel 1/ - Ratio Type	0
Series 11 Recording/Tracks/Track 1/Data Channels/Data Channel 1/ - Sample Type	1
Series 11 Recording/Tracks/Track 1/Data Channels/Data Channel 1/ - Spectrum	-1.0000 -1.0000 -1.0000 -1.0000 -1.0000 -1.0000 -1.0000 -1.0000 -1.0000 -1.0000 -1.0000 -1.0000 -1.0000 -1.0000 -1.0000 -1.0000 -1.0000 -1.0000 -1.0000 -1.0000 -1.0000 -1.0000 -1.0000 -1.0000 -1.0000 -1.0000 -1.0000 -1.0000 -1.0000 -1.0000 -1.0000 -1.0000 1.0000 0.00003
Series 11 Recording/Tracks/Track 1/Data Channels/Data Channel 1/ - null	2
Series 11 Recording/Tracks/Track 1/Detection Channels/ - null	575.0
Series 11 Recording/Tracks/Track 1/Detection Channels/Detection Channel 10/ - Acquire	-1
Series 11 Recording/Tracks/Track 1/Detection Channels/Detection Channel 10/ - Amplifier Gain	1.0
Series 11 Recording/Tracks/Track 1/Detection Channels/Detection Channel 10/ - Amplifier Gain B/C 1	1.0
Series 11 Recording/Tracks/Track 1/Detection Channels/Detection Channel 10/ - Amplifier Gain B/C 2	1.0
Series 11 Recording/Tracks/Track 1/Detection Channels/Detection Channel 10/ - Amplifier Offset	0.1
Series 11 Recording/Tracks/Track 1/Detection Channels/Detection Channel 10/ - Amplifier Offset B/C 1	0.1
Series 11 Recording/Tracks/Track 1/Detection Channels/Detection Channel 10/ - Amplifier Offset B/C 2	0.1
Series 11 Recording/Tracks/Track 1/Detection Channels/Detection Channel 10/ - Detection Channel Name	ChS
Series 11 Recording/Tracks/Track 1/Detection Channels/Detection Channel 10/ - Detector Gain	636.0703812316716
Series 11 Recording/Tracks/Track 1/Detection Channels/Detection Channel 10/ - Detector Gain B/C 1	0.0
Series 11 Recording/Tracks/Track 1/Detection Channels/Detection Channel 10/ - Detector Gain B/C 2	0.0
Series 11 Recording/Tracks/Track 1/Detection Channels/Detection Channel 10/ - Detector Name	PmtSPI1C
Series 11 Recording/Tracks/Track 1/Detection Channels/Detection Channel 10/ - Dye Folder	I
Series 11 Recording/Tracks/Track 1/Detection Channels/Detection Channel 10/ - Dye Name	K
Series 11 Recording/Tracks/Track 1/Detection Channels/Detection Channel 10/ - Integrator Name	7
Series 11 Recording/Tracks/Track 1/Detection Channels/Detection Channel 10/ - Pinhole Diameter	444.0
Series 11 Recording/Tracks/Track 1/Detection Channels/Detection Channel 10/ - Pinhole Name	PH1+
Series 11 Recording/Tracks/Track 1/Detection Channels/Detection Channel 10/ - SPI Wavelength End	753.73
Series 11 Recording/Tracks/Track 1/Detection Channels/Detection Channel 10/ - SPI Wavelength Start	411.33
Series 11 Recording/Tracks/Track 1/Detection Channels/Detection Channel 10/ - Spectral Scan Channels	32
Series 11 Recording/Tracks/Track 1/Detection Channels/Detection Channel 10/ - null	575.0
Series 11 Recording/Tracks/Track 1/Detection Channels/Detection Channel 11/ - Acquire	0
Series 11 Recording/Tracks/Track 1/Detection Channels/Detection Channel 11/ - Amplifier Gain	1.0
Series 11 Recording/Tracks/Track 1/Detection Channels/Detection Channel 11/ - Amplifier Gain B/C 1	1.0
Series 11 Recording/Tracks/Track 1/Detection Channels/Detection Channel 11/ - Amplifier Gain B/C 2	1.0
Series 11 Recording/Tracks/Track 1/Detection Channels/Detection Channel 11/ - Amplifier Offset	0.1
Series 11 Recording/Tracks/Track 1/Detection Channels/Detection Channel 11/ - Amplifier Offset B/C 1	0.1
Series 11 Recording/Tracks/Track 1/Detection Channels/Detection Channel 11/ - Amplifier Offset B/C 2	0.1
Series 11 Recording/Tracks/Track 1/Detection Channels/Detection Channel 11/ - Detection Channel Name	Ch2
Series 11 Recording/Tracks/Track 1/Detection Channels/Detection Channel 11/ - Detector Gain	612.7450980392157
Series 11 Recording/Tracks/Track 1/Detection Channels/Detection Channel 11/ - Detector Gain B/C 1	0.0
Series 11 Recording/Tracks/Track 1/Detection Channels/Detection Channel 11/ - Detector Gain B/C 2	0.0
Series 11 Recording/Tracks/Track 1/Detection Channels/Detection Channel 11/ - Detector Name	Pmt2'
Series 11 Recording/Tracks/Track 1/Detection Channels/Detection Channel 11/ - Dye Folder	?
Series 11 Recording/Tracks/Track 1/Detection Channels/Detection Channel 11/ - Dye Name	=
Series 11 Recording/Tracks/Track 1/Detection Channels/Detection Channel 11/ - Filter Name	BP 420-480,
Series 11 Recording/Tracks/Track 1/Detection Channels/Detection Channel 11/ - Filter Set Name	EF2.
Series 11 Recording/Tracks/Track 1/Detection Channels/Detection Channel 11/ - Integrator Name	:
Series 11 Recording/Tracks/Track 1/Detection Channels/Detection Channel 11/ - Pinhole Diameter	61.0
Series 11 Recording/Tracks/Track 1/Detection Channels/Detection Channel 11/ - Pinhole Name	PH2!
Series 11 Recording/Tracks/Track 1/Detection Channels/Detection Channel 11/ - SPI Wavelength End	735.0
Series 11 Recording/Tracks/Track 1/Detection Channels/Detection Channel 11/ - SPI Wavelength Start	415.0
Series 11 Recording/Tracks/Track 1/Detection Channels/Detection Channel 11/ - Spectral Scan Channels	32
Series 11 Recording/Tracks/Track 1/Detection Channels/Detection Channel 11/ - null	575.0
Series 11 Recording/Tracks/Track 1/Detection Channels/Detection Channel 12/ - Acquire	0
Series 11 Recording/Tracks/Track 1/Detection Channels/Detection Channel 12/ - Amplifier Gain	1.0
Series 11 Recording/Tracks/Track 1/Detection Channels/Detection Channel 12/ - Amplifier Gain B/C 1	1.0
Series 11 Recording/Tracks/Track 1/Detection Channels/Detection Channel 12/ - Amplifier Gain B/C 2	1.0
Series 11 Recording/Tracks/Track 1/Detection Channels/Detection Channel 12/ - Amplifier Offset	0.1
Series 11 Recording/Tracks/Track 1/Detection Channels/Detection Channel 12/ - Amplifier Offset B/C 1	0.1
Series 11 Recording/Tracks/Track 1/Detection Channels/Detection Channel 12/ - Amplifier Offset B/C 2	0.1
Series 11 Recording/Tracks/Track 1/Detection Channels/Detection Channel 12/ - Detection Channel Name	Ch3I
Series 11 Recording/Tracks/Track 1/Detection Channels/Detection Channel 12/ - Detector Gain	750.0
Series 11 Recording/Tracks/Track 1/Detection Channels/Detection Channel 12/ - Detector Gain B/C 1	0.0
Series 11 Recording/Tracks/Track 1/Detection Channels/Detection Channel 12/ - Detector Gain B/C 2	0.0
Series 11 Recording/Tracks/Track 1/Detection Channels/Detection Channel 12/ - Detector Name	Pmt3.
Series 11 Recording/Tracks/Track 1/Detection Channels/Detection Channel 12/ - Dye Folder	5
Series 11 Recording/Tracks/Track 1/Detection Channels/Detection Channel 12/ - Dye Name	/
Series 11 Recording/Tracks/Track 1/Detection Channels/Detection Channel 12/ - Filter Name	BP 505-530X
Series 11 Recording/Tracks/Track 1/Detection Channels/Detection Channel 12/ - Filter Set Name	EF36
Series 11 Recording/Tracks/Track 1/Detection Channels/Detection Channel 12/ - Integrator Name	%
Series 11 Recording/Tracks/Track 1/Detection Channels/Detection Channel 12/ - Pinhole Diameter	70.0
Series 11 Recording/Tracks/Track 1/Detection Channels/Detection Channel 12/ - Pinhole Name	PH3!
Series 11 Recording/Tracks/Track 1/Detection Channels/Detection Channel 12/ - SPI Wavelength End	735.0
Series 11 Recording/Tracks/Track 1/Detection Channels/Detection Channel 12/ - SPI Wavelength Start	415.0
Series 11 Recording/Tracks/Track 1/Detection Channels/Detection Channel 12/ - Spectral Scan Channels	32
Series 11 Recording/Tracks/Track 1/Detection Channels/Detection Channel 12/ - null	575.0
Series 11 Recording/Tracks/Track 1/Detection Channels/Detection Channel 13/ - Acquire	0
Series 11 Recording/Tracks/Track 1/Detection Channels/Detection Channel 13/ - Amplifier Gain	1.0
Series 11 Recording/Tracks/Track 1/Detection Channels/Detection Channel 13/ - Amplifier Gain B/C 1	1.0
Series 11 Recording/Tracks/Track 1/Detection Channels/Detection Channel 13/ - Amplifier Gain B/C 2	1.0
Series 11 Recording/Tracks/Track 1/Detection Channels/Detection Channel 13/ - Amplifier Offset	0.1
Series 11 Recording/Tracks/Track 1/Detection Channels/Detection Channel 13/ - Amplifier Offset B/C 1	0.1
Series 11 Recording/Tracks/Track 1/Detection Channels/Detection Channel 13/ - Amplifier Offset B/C 2	0.1
Series 11 Recording/Tracks/Track 1/Detection Channels/Detection Channel 13/ - Detection Channel Name	ChD
Series 11 Recording/Tracks/Track 1/Detection Channels/Detection Channel 13/ - Detector Gain	78.43137254901961
Series 11 Recording/Tracks/Track 1/Detection Channels/Detection Channel 13/ - Detector Gain B/C 1	0.0
Series 11 Recording/Tracks/Track 1/Detection Channels/Detection Channel 13/ - Detector Gain B/C 2	0.0
Series 11 Recording/Tracks/Track 1/Detection Channels/Detection Channel 13/ - Detector Name	PmtD/
Series 11 Recording/Tracks/Track 1/Detection Channels/Detection Channel 13/ - Dye Folder	c
Series 11 Recording/Tracks/Track 1/Detection Channels/Detection Channel 13/ - Dye Name	3
Series 11 Recording/Tracks/Track 1/Detection Channels/Detection Channel 13/ - Integrator Name	IntegratorD
Series 11 Recording/Tracks/Track 1/Detection Channels/Detection Channel 13/ - Pinhole Diameter	0.0
Series 11 Recording/Tracks/Track 1/Detection Channels/Detection Channel 13/ - Pinhole Name	6
Series 11 Recording/Tracks/Track 1/Detection Channels/Detection Channel 13/ - SPI Wavelength End	735.0
Series 11 Recording/Tracks/Track 1/Detection Channels/Detection Channel 13/ - SPI Wavelength Start	415.0
Series 11 Recording/Tracks/Track 1/Detection Channels/Detection Channel 13/ - Spectral Scan Channels	32
Series 11 Recording/Tracks/Track 1/Detection Channels/Detection Channel 13/ - null	575.0
Series 11 Recording/Tracks/Track 1/Detection Channels/Detection Channel 2/ - Acquire	0
Series 11 Recording/Tracks/Track 1/Detection Channels/Detection Channel 2/ - Amplifier Gain	1.0
Series 11 Recording/Tracks/Track 1/Detection Channels/Detection Channel 2/ - Amplifier Gain B/C 1	1.0
Series 11 Recording/Tracks/Track 1/Detection Channels/Detection Channel 2/ - Amplifier Gain B/C 2	1.0
Series 11 Recording/Tracks/Track 1/Detection Channels/Detection Channel 2/ - Amplifier Offset	0.1
Series 11 Recording/Tracks/Track 1/Detection Channels/Detection Channel 2/ - Amplifier Offset B/C 1	0.1
Series 11 Recording/Tracks/Track 1/Detection Channels/Detection Channel 2/ - Amplifier Offset B/C 2	0.1
Series 11 Recording/Tracks/Track 1/Detection Channels/Detection Channel 2/ - Detection Channel Name	ChS12
Series 11 Recording/Tracks/Track 1/Detection Channels/Detection Channel 2/ - Detector Gain	636.0703812316716
Series 11 Recording/Tracks/Track 1/Detection Channels/Detection Channel 2/ - Detector Gain B/C 1	0.0
Series 11 Recording/Tracks/Track 1/Detection Channels/Detection Channel 2/ - Detector Gain B/C 2	0.0
Series 11 Recording/Tracks/Track 1/Detection Channels/Detection Channel 2/ - Detector Name	PmtSPI1(
Series 11 Recording/Tracks/Track 1/Detection Channels/Detection Channel 2/ - Dye Folder	M
Series 11 Recording/Tracks/Track 1/Detection Channels/Detection Channel 2/ - Dye Name	I
Series 11 Recording/Tracks/Track 1/Detection Channels/Detection Channel 2/ - Integrator Name	IntegratorSPI3
Series 11 Recording/Tracks/Track 1/Detection Channels/Detection Channel 2/ - Pinhole Diameter	444.0
Series 11 Recording/Tracks/Track 1/Detection Channels/Detection Channel 2/ - Pinhole Name	PH1
Series 11 Recording/Tracks/Track 1/Detection Channels/Detection Channel 2/ - SPI Wavelength End	753.73
Series 11 Recording/Tracks/Track 1/Detection Channels/Detection Channel 2/ - SPI Wavelength Start	411.33
Series 11 Recording/Tracks/Track 1/Detection Channels/Detection Channel 2/ - Spectral Scan Channels	32
Series 11 Recording/Tracks/Track 1/Detection Channels/Detection Channel 2/ - null	575.0
Series 11 Recording/Tracks/Track 1/Detection Channels/Detection Channel 3/ - Acquire	0
Series 11 Recording/Tracks/Track 1/Detection Channels/Detection Channel 3/ - Amplifier Gain	1.0
Series 11 Recording/Tracks/Track 1/Detection Channels/Detection Channel 3/ - Amplifier Gain B/C 1	1.0
Series 11 Recording/Tracks/Track 1/Detection Channels/Detection Channel 3/ - Amplifier Gain B/C 2	1.0
Series 11 Recording/Tracks/Track 1/Detection Channels/Detection Channel 3/ - Amplifier Offset	0.1
Series 11 Recording/Tracks/Track 1/Detection Channels/Detection Channel 3/ - Amplifier Offset B/C 1	0.1
Series 11 Recording/Tracks/Track 1/Detection Channels/Detection Channel 3/ - Amplifier Offset B/C 2	0.1
Series 11 Recording/Tracks/Track 1/Detection Channels/Detection Channel 3/ - Detection Channel Name	ChS2
Series 11 Recording/Tracks/Track 1/Detection Channels/Detection Channel 3/ - Detector Gain	636.0703812316716
Series 11 Recording/Tracks/Track 1/Detection Channels/Detection Channel 3/ - Detector Gain B/C 1	0.0
Series 11 Recording/Tracks/Track 1/Detection Channels/Detection Channel 3/ - Detector Gain B/C 2	0.0
Series 11 Recording/Tracks/Track 1/Detection Channels/Detection Channel 3/ - Detector Name	PmtSPI1
Series 11 Recording/Tracks/Track 1/Detection Channels/Detection Channel 3/ - Dye Folder	A
Series 11 Recording/Tracks/Track 1/Detection Channels/Detection Channel 3/ - Dye Name	B
Series 11 Recording/Tracks/Track 1/Detection Channels/Detection Channel 3/ - Integrator Name	IntegratorSPI5
Series 11 Recording/Tracks/Track 1/Detection Channels/Detection Channel 3/ - Pinhole Diameter	444.0
Series 11 Recording/Tracks/Track 1/Detection Channels/Detection Channel 3/ - Pinhole Name	PH10
Series 11 Recording/Tracks/Track 1/Detection Channels/Detection Channel 3/ - SPI Wavelength End	753.73
Series 11 Recording/Tracks/Track 1/Detection Channels/Detection Channel 3/ - SPI Wavelength Start	411.33
Series 11 Recording/Tracks/Track 1/Detection Channels/Detection Channel 3/ - Spectral Scan Channels	32
Series 11 Recording/Tracks/Track 1/Detection Channels/Detection Channel 3/ - null	575.0
Series 11 Recording/Tracks/Track 1/Detection Channels/Detection Channel 4/ - Acquire	0
Series 11 Recording/Tracks/Track 1/Detection Channels/Detection Channel 4/ - Amplifier Gain	1.0
Series 11 Recording/Tracks/Track 1/Detection Channels/Detection Channel 4/ - Amplifier Gain B/C 1	1.0
Series 11 Recording/Tracks/Track 1/Detection Channels/Detection Channel 4/ - Amplifier Gain B/C 2	1.0
Series 11 Recording/Tracks/Track 1/Detection Channels/Detection Channel 4/ - Amplifier Offset	0.1
Series 11 Recording/Tracks/Track 1/Detection Channels/Detection Channel 4/ - Amplifier Offset B/C 1	0.1
Series 11 Recording/Tracks/Track 1/Detection Channels/Detection Channel 4/ - Amplifier Offset B/C 2	0.1
Series 11 Recording/Tracks/Track 1/Detection Channels/Detection Channel 4/ - Detection Channel Name	ChS3.
Series 11 Recording/Tracks/Track 1/Detection Channels/Detection Channel 4/ - Detector Gain	636.0703812316716
Series 11 Recording/Tracks/Track 1/Detection Channels/Detection Channel 4/ - Detector Gain B/C 1	0.0
Series 11 Recording/Tracks/Track 1/Detection Channels/Detection Channel 4/ - Detector Gain B/C 2	0.0
Series 11 Recording/Tracks/Track 1/Detection Channels/Detection Channel 4/ - Detector Name	PmtSPI1"
Series 11 Recording/Tracks/Track 1/Detection Channels/Detection Channel 4/ - Dye Folder	G
Series 11 Recording/Tracks/Track 1/Detection Channels/Detection Channel 4/ - Dye Name	B
Series 11 Recording/Tracks/Track 1/Detection Channels/Detection Channel 4/ - Integrator Name	IntegratorSPI
Series 11 Recording/Tracks/Track 1/Detection Channels/Detection Channel 4/ - Pinhole Diameter	444.0
Series 11 Recording/Tracks/Track 1/Detection Channels/Detection Channel 4/ - Pinhole Name	PH1$
Series 11 Recording/Tracks/Track 1/Detection Channels/Detection Channel 4/ - SPI Wavelength End	753.73
Series 11 Recording/Tracks/Track 1/Detection Channels/Detection Channel 4/ - SPI Wavelength Start	411.33
Series 11 Recording/Tracks/Track 1/Detection Channels/Detection Channel 4/ - Spectral Scan Channels	32
Series 11 Recording/Tracks/Track 1/Detection Channels/Detection Channel 4/ - null	575.0
Series 11 Recording/Tracks/Track 1/Detection Channels/Detection Channel 5/ - Acquire	0
Series 11 Recording/Tracks/Track 1/Detection Channels/Detection Channel 5/ - Amplifier Gain	1.0
Series 11 Recording/Tracks/Track 1/Detection Channels/Detection Channel 5/ - Amplifier Gain B/C 1	1.0
Series 11 Recording/Tracks/Track 1/Detection Channels/Detection Channel 5/ - Amplifier Gain B/C 2	1.0
Series 11 Recording/Tracks/Track 1/Detection Channels/Detection Channel 5/ - Amplifier Offset	0.1
Series 11 Recording/Tracks/Track 1/Detection Channels/Detection Channel 5/ - Amplifier Offset B/C 1	0.1
Series 11 Recording/Tracks/Track 1/Detection Channels/Detection Channel 5/ - Amplifier Offset B/C 2	0.1
Series 11 Recording/Tracks/Track 1/Detection Channels/Detection Channel 5/ - Detection Channel Name	ChS4$
Series 11 Recording/Tracks/Track 1/Detection Channels/Detection Channel 5/ - Detector Gain	636.0703812316716
Series 11 Recording/Tracks/Track 1/Detection Channels/Detection Channel 5/ - Detector Gain B/C 1	0.0
Series 11 Recording/Tracks/Track 1/Detection Channels/Detection Channel 5/ - Detector Gain B/C 2	0.0
Series 11 Recording/Tracks/Track 1/Detection Channels/Detection Channel 5/ - Detector Name	PmtSPI1,
Series 11 Recording/Tracks/Track 1/Detection Channels/Detection Channel 5/ - Dye Folder	F
Series 11 Recording/Tracks/Track 1/Detection Channels/Detection Channel 5/ - Dye Name	;
Series 11 Recording/Tracks/Track 1/Detection Channels/Detection Channel 5/ - Integrator Name	IntegratorSPI:
Series 11 Recording/Tracks/Track 1/Detection Channels/Detection Channel 5/ - Pinhole Diameter	444.0
Series 11 Recording/Tracks/Track 1/Detection Channels/Detection Channel 5/ - Pinhole Name	PH1+
Series 11 Recording/Tracks/Track 1/Detection Channels/Detection Channel 5/ - SPI Wavelength End	753.73
Series 11 Recording/Tracks/Track 1/Detection Channels/Detection Channel 5/ - SPI Wavelength Start	411.33
Series 11 Recording/Tracks/Track 1/Detection Channels/Detection Channel 5/ - Spectral Scan Channels	32
Series 11 Recording/Tracks/Track 1/Detection Channels/Detection Channel 5/ - null	575.0
Series 11 Recording/Tracks/Track 1/Detection Channels/Detection Channel 6/ - Acquire	0
Series 11 Recording/Tracks/Track 1/Detection Channels/Detection Channel 6/ - Amplifier Gain	1.0
Series 11 Recording/Tracks/Track 1/Detection Channels/Detection Channel 6/ - Amplifier Gain B/C 1	1.0
Series 11 Recording/Tracks/Track 1/Detection Channels/Detection Channel 6/ - Amplifier Gain B/C 2	1.0
Series 11 Recording/Tracks/Track 1/Detection Channels/Detection Channel 6/ - Amplifier Offset	0.1
Series 11 Recording/Tracks/Track 1/Detection Channels/Detection Channel 6/ - Amplifier Offset B/C 1	0.1
Series 11 Recording/Tracks/Track 1/Detection Channels/Detection Channel 6/ - Amplifier Offset B/C 2	0.1
Series 11 Recording/Tracks/Track 1/Detection Channels/Detection Channel 6/ - Detection Channel Name	ChS5%
Series 11 Recording/Tracks/Track 1/Detection Channels/Detection Channel 6/ - Detector Gain	636.0703812316716
Series 11 Recording/Tracks/Track 1/Detection Channels/Detection Channel 6/ - Detector Gain B/C 1	0.0
Series 11 Recording/Tracks/Track 1/Detection Channels/Detection Channel 6/ - Detector Gain B/C 2	0.0
Series 11 Recording/Tracks/Track 1/Detection Channels/Detection Channel 6/ - Detector Name	PmtSPI1x
Series 11 Recording/Tracks/Track 1/Detection Channels/Detection Channel 6/ - Dye Folder	D
Series 11 Recording/Tracks/Track 1/Detection Channels/Detection Channel 6/ - Dye Name	M
Series 11 Recording/Tracks/Track 1/Detection Channels/Detection Channel 6/ - Integrator Name	IntegratorSPI
Series 11 Recording/Tracks/Track 1/Detection Channels/Detection Channel 6/ - Pinhole Diameter	444.0
Series 11 Recording/Tracks/Track 1/Detection Channels/Detection Channel 6/ - Pinhole Name	PH1$
Series 11 Recording/Tracks/Track 1/Detection Channels/Detection Channel 6/ - SPI Wavelength End	753.73
Series 11 Recording/Tracks/Track 1/Detection Channels/Detection Channel 6/ - SPI Wavelength Start	411.33
Series 11 Recording/Tracks/Track 1/Detection Channels/Detection Channel 6/ - Spectral Scan Channels	32
Series 11 Recording/Tracks/Track 1/Detection Channels/Detection Channel 6/ - null	575.0
Series 11 Recording/Tracks/Track 1/Detection Channels/Detection Channel 7/ - Acquire	0
Series 11 Recording/Tracks/Track 1/Detection Channels/Detection Channel 7/ - Amplifier Gain	1.0
Series 11 Recording/Tracks/Track 1/Detection Channels/Detection Channel 7/ - Amplifier Gain B/C 1	1.0
Series 11 Recording/Tracks/Track 1/Detection Channels/Detection Channel 7/ - Amplifier Gain B/C 2	1.0
Series 11 Recording/Tracks/Track 1/Detection Channels/Detection Channel 7/ - Amplifier Offset	0.1
Series 11 Recording/Tracks/Track 1/Detection Channels/Detection Channel 7/ - Amplifier Offset B/C 1	0.1
Series 11 Recording/Tracks/Track 1/Detection Channels/Detection Channel 7/ - Amplifier Offset B/C 2	0.1
Series 11 Recording/Tracks/Track 1/Detection Channels/Detection Channel 7/ - Detection Channel Name	ChS6"
Series 11 Recording/Tracks/Track 1/Detection Channels/Detection Channel 7/ - Detector Gain	636.0703812316716
Series 11 Recording/Tracks/Track 1/Detection Channels/Detection Channel 7/ - Detector Gain B/C 1	0.0
Series 11 Recording/Tracks/Track 1/Detection Channels/Detection Channel 7/ - Detector Gain B/C 2	0.0
Series 11 Recording/Tracks/Track 1/Detection Channels/Detection Channel 7/ - Detector Name	PmtSPI1B
Series 11 Recording/Tracks/Track 1/Detection Channels/Detection Channel 7/ - Dye Folder	K
Series 11 Recording/Tracks/Track 1/Detection Channels/Detection Channel 7/ - Dye Name	J
Series 11 Recording/Tracks/Track 1/Detection Channels/Detection Channel 7/ - Integrator Name	IntegratorSPI6
Series 11 Recording/Tracks/Track 1/Detection Channels/Detection Channel 7/ - Pinhole Diameter	444.0
Series 11 Recording/Tracks/Track 1/Detection Channels/Detection Channel 7/ - Pinhole Name	PH1E
Series 11 Recording/Tracks/Track 1/Detection Channels/Detection Channel 7/ - SPI Wavelength End	753.73
Series 11 Recording/Tracks/Track 1/Detection Channels/Detection Channel 7/ - SPI Wavelength Start	411.33
Series 11 Recording/Tracks/Track 1/Detection Channels/Detection Channel 7/ - Spectral Scan Channels	32
Series 11 Recording/Tracks/Track 1/Detection Channels/Detection Channel 7/ - null	575.0
Series 11 Recording/Tracks/Track 1/Detection Channels/Detection Channel 8/ - Acquire	0
Series 11 Recording/Tracks/Track 1/Detection Channels/Detection Channel 8/ - Amplifier Gain	1.0
Series 11 Recording/Tracks/Track 1/Detection Channels/Detection Channel 8/ - Amplifier Gain B/C 1	1.0
Series 11 Recording/Tracks/Track 1/Detection Channels/Detection Channel 8/ - Amplifier Gain B/C 2	1.0
Series 11 Recording/Tracks/Track 1/Detection Channels/Detection Channel 8/ - Amplifier Offset	0.1
Series 11 Recording/Tracks/Track 1/Detection Channels/Detection Channel 8/ - Amplifier Offset B/C 1	0.1
Series 11 Recording/Tracks/Track 1/Detection Channels/Detection Channel 8/ - Amplifier Offset B/C 2	0.1
Series 11 Recording/Tracks/Track 1/Detection Channels/Detection Channel 8/ - Detection Channel Name	ChS7$
Series 11 Recording/Tracks/Track 1/Detection Channels/Detection Channel 8/ - Detector Gain	636.0703812316716
Series 11 Recording/Tracks/Track 1/Detection Channels/Detection Channel 8/ - Detector Gain B/C 1	0.0
Series 11 Recording/Tracks/Track 1/Detection Channels/Detection Channel 8/ - Detector Gain B/C 2	0.0
Series 11 Recording/Tracks/Track 1/Detection Channels/Detection Channel 8/ - Detector Name	PmtSPI11
Series 11 Recording/Tracks/Track 1/Detection Channels/Detection Channel 8/ - Dye Folder	C
Series 11 Recording/Tracks/Track 1/Detection Channels/Detection Channel 8/ - Dye Name	J
Series 11 Recording/Tracks/Track 1/Detection Channels/Detection Channel 8/ - Integrator Name	IntegratorSPI#
Series 11 Recording/Tracks/Track 1/Detection Channels/Detection Channel 8/ - Pinhole Diameter	444.0
Series 11 Recording/Tracks/Track 1/Detection Channels/Detection Channel 8/ - Pinhole Name	PH1#
Series 11 Recording/Tracks/Track 1/Detection Channels/Detection Channel 8/ - SPI Wavelength End	753.73
Series 11 Recording/Tracks/Track 1/Detection Channels/Detection Channel 8/ - SPI Wavelength Start	411.33
Series 11 Recording/Tracks/Track 1/Detection Channels/Detection Channel 8/ - Spectral Scan Channels	32
Series 11 Recording/Tracks/Track 1/Detection Channels/Detection Channel 8/ - null	575.0
Series 11 Recording/Tracks/Track 1/Detection Channels/Detection Channel 9/ - Acquire	0
Series 11 Recording/Tracks/Track 1/Detection Channels/Detection Channel 9/ - Amplifier Gain	1.0
Series 11 Recording/Tracks/Track 1/Detection Channels/Detection Channel 9/ - Amplifier Gain B/C 1	1.0
Series 11 Recording/Tracks/Track 1/Detection Channels/Detection Channel 9/ - Amplifier Gain B/C 2	1.0
Series 11 Recording/Tracks/Track 1/Detection Channels/Detection Channel 9/ - Amplifier Offset	0.1
Series 11 Recording/Tracks/Track 1/Detection Channels/Detection Channel 9/ - Amplifier Offset B/C 1	0.1
Series 11 Recording/Tracks/Track 1/Detection Channels/Detection Channel 9/ - Amplifier Offset B/C 2	0.1
Series 11 Recording/Tracks/Track 1/Detection Channels/Detection Channel 9/ - Detection Channel Name	ChS8
Series 11 Recording/Tracks/Track 1/Detection Channels/Detection Channel 9/ - Detector Gain	636.0703812316716
Series 11 Recording/Tracks/Track 1/Detection Channels/Detection Channel 9/ - Detector Gain B/C 1	0.0
Series 11 Recording/Tracks/Track 1/Detection Channels/Detection Channel 9/ - Detector Gain B/C 2	0.0
Series 11 Recording/Tracks/Track 1/Detection Channels/Detection Channel 9/ - Detector Name	PmtSPI1$
Series 11 Recording/Tracks/Track 1/Detection Channels/Detection Channel 9/ - Dye Folder	E
Series 11 Recording/Tracks/Track 1/Detection Channels/Detection Channel 9/ - Dye Name	J
Series 11 Recording/Tracks/Track 1/Detection Channels/Detection Channel 9/ - Integrator Name	IntegratorSPI
Series 11 Recording/Tracks/Track 1/Detection Channels/Detection Channel 9/ - Pinhole Diameter	444.0
Series 11 Recording/Tracks/Track 1/Detection Channels/Detection Channel 9/ - Pinhole Name	PH1;
Series 11 Recording/Tracks/Track 1/Detection Channels/Detection Channel 9/ - SPI Wavelength End	753.73
Series 11 Recording/Tracks/Track 1/Detection Channels/Detection Channel 9/ - SPI Wavelength Start	411.33
Series 11 Recording/Tracks/Track 1/Detection Channels/Detection Channel 9/ - Spectral Scan Channels	32
Series 11 Recording/Tracks/Track 1/Detection Channels/Detection Channel 9/ - null	575.0
Series 11 Recording/Tracks/Track 1/Illumination Channels/ - null	0.0
Series 11 Recording/Tracks/Track 1/Illumination Channels/Illumination Channel 1/ - Acquire	0
Series 11 Recording/Tracks/Track 1/Illumination Channels/Illumination Channel 1/ - Name	6336
Series 11 Recording/Tracks/Track 1/Illumination Channels/Illumination Channel 1/ - Power	0.1
Series 11 Recording/Tracks/Track 1/Illumination Channels/Illumination Channel 1/ - Power B/C 1	0.1
Series 11 Recording/Tracks/Track 1/Illumination Channels/Illumination Channel 1/ - Power B/C 2	0.1
Series 11 Recording/Tracks/Track 1/Illumination Channels/Illumination Channel 1/ - Wavelength	633.0
Series 11 Recording/Tracks/Track 1/Illumination Channels/Illumination Channel 1/ - null	FW1
Series 11 Recording/Tracks/Track 1/Illumination Channels/Illumination Channel 2/ - Acquire	0
Series 11 Recording/Tracks/Track 1/Illumination Channels/Illumination Channel 2/ - Name	458
Series 11 Recording/Tracks/Track 1/Illumination Channels/Illumination Channel 2/ - Power	0.1
Series 11 Recording/Tracks/Track 1/Illumination Channels/Illumination Channel 2/ - Power B/C 1	0.1
Series 11 Recording/Tracks/Track 1/Illumination Channels/Illumination Channel 2/ - Power B/C 2	0.1
Series 11 Recording/Tracks/Track 1/Illumination Channels/Illumination Channel 2/ - Wavelength	458.0
Series 11 Recording/Tracks/Track 1/Illumination Channels/Illumination Channel 2/ - null	0.1
Series 11 Recording/Tracks/Track 1/Illumination Channels/Illumination Channel 3/ - Acquire	0
Series 11 Recording/Tracks/Track 1/Illumination Channels/Illumination Channel 3/ - Name	488@
Series 11 Recording/Tracks/Track 1/Illumination Channels/Illumination Channel 3/ - Power	0.1
Series 11 Recording/Tracks/Track 1/Illumination Channels/Illumination Channel 3/ - Power B/C 1	0.1
Series 11 Recording/Tracks/Track 1/Illumination Channels/Illumination Channel 3/ - Power B/C 2	0.1
Series 11 Recording/Tracks/Track 1/Illumination Channels/Illumination Channel 3/ - Wavelength	488.0
Series 11 Recording/Tracks/Track 1/Illumination Channels/Illumination Channel 3/ - null	0.1
Series 11 Recording/Tracks/Track 1/Illumination Channels/Illumination Channel 4/ - Acquire	0
Series 11 Recording/Tracks/Track 1/Illumination Channels/Illumination Channel 4/ - Name	514
Series 11 Recording/Tracks/Track 1/Illumination Channels/Illumination Channel 4/ - Power	0.1
Series 11 Recording/Tracks/Track 1/Illumination Channels/Illumination Channel 4/ - Power B/C 1	0.1
Series 11 Recording/Tracks/Track 1/Illumination Channels/Illumination Channel 4/ - Power B/C 2	0.1
Series 11 Recording/Tracks/Track 1/Illumination Channels/Illumination Channel 4/ - Wavelength	514.0
Series 11 Recording/Tracks/Track 1/Illumination Channels/Illumination Channel 4/ - null	0.1
Series 11 Recording/Tracks/Track 1/Illumination Channels/Illumination Channel 5/ - Acquire	0
Series 11 Recording/Tracks/Track 1/Illumination Channels/Illumination Channel 5/ - Name	543
Series 11 Recording/Tracks/Track 1/Illumination Channels/Illumination Channel 5/ - Power	0.1
Series 11 Recording/Tracks/Track 1/Illumination Channels/Illumination Channel 5/ - Power B/C 1	0.1
Series 11 Recording/Tracks/Track 1/Illumination Channels/Illumination Channel 5/ - Power B/C 2	0.1
Series 11 Recording/Tracks/Track 1/Illumination Channels/Illumination Channel 5/ - Wavelength	543.0
Series 11 Recording/Tracks/Track 1/Illumination Channels/Illumination Channel 5/ - null	0.1
Series 11 Recording/Tracks/Track 1/Illumination Channels/Illumination Channel 6/ - Acquire	0
Series 11 Recording/Tracks/Track 1/Illumination Channels/Illumination Channel 6/ - Name	405
Series 11 Recording/Tracks/Track 1/Illumination Channels/Illumination Channel 6/ - Power	0.1
Series 11 Recording/Tracks/Track 1/Illumination Channels/Illumination Channel 6/ - Power B/C 1	0.1
Series 11 Recording/Tracks/Track 1/Illumination Channels/Illumination Channel 6/ - Power B/C 2	0.1
Series 11 Recording/Tracks/Track 1/Illumination Channels/Illumination Channel 6/ - Wavelength	405.0
Series 11 Recording/Tracks/Track 1/Illumination Channels/Illumination Channel 6/ - null	0.1
Series 11 Recording/Tracks/Track 1/Illumination Channels/Illumination Channel 7/ - Acquire	0
Series 11 Recording/Tracks/Track 1/Illumination Channels/Illumination Channel 7/ - Name	HAL
Series 11 Recording/Tracks/Track 1/Illumination Channels/Illumination Channel 7/ - Power	0.0
Series 11 Recording/Tracks/Track 1/Illumination Channels/Illumination Channel 7/ - Power B/C 1	0.0
Series 11 Recording/Tracks/Track 1/Illumination Channels/Illumination Channel 7/ - Power B/C 2	0.0
Series 11 Recording/Tracks/Track 1/Illumination Channels/Illumination Channel 7/ - Wavelength	0.0
Series 11 Recording/Tracks/Track 1/Illumination Channels/Illumination Channel 7/ - null	0.1
Series 11 ScanType	x-y-z scan
Series 11 SpectralScan	no spectral scan
Series 11 StructureSize	512
Series 11 ThumbnailX	128
Series 11 ThumbnailY	128
Series 11 TimeInterval	1.0
Series 11 ToolbarFlags	0
Series 11 VoxelSizeX	1.7995371783466279
Series 11 VoxelSizeY	1.7995371783466279
Series 11 VoxelSizeZ	1.0
Series 2 - null	None
Series 2 ChannelName0	ChS1-T1
Series 2 DataType	8 bit unsigned integer
Series 2 DataType2	original scan data
Series 2 DimensionChannels	3
Series 2 DimensionX	512
Series 2 DimensionY	512
Series 2 DimensionZ	1
Series 2 DisplayAspectTime	1.0
Series 2 DisplayAspectX	1.0
Series 2 DisplayAspectY	1.0
Series 2 DisplayAspectZ	1.0
Series 2 MagicNumber	67127628
Series 2 OriginX	0.0
Series 2 OriginY	0.0
Series 2 OriginZ	0.0
Series 2 Recording/ - Camera Binning	0
Series 2 Recording/ - Camera Frame Height	2
Series 2 Recording/ - Camera Frame Width	4
Series 2 Recording/ - Camera Offset X	0.0
Series 2 Recording/ - Camera Offset Y	0.0
Series 2 Recording/ - Camera Supersampling	0
Series 2 Recording/ - Images Height	512
Series 2 Recording/ - Images Width	512
Series 2 Recording/ - Interpolation Y	1
Series 2 Recording/ - Line Spacing	1.7995371783466279
Series 2 Recording/ - Lines Per Plane	512
Series 2 Recording/ - Linescan XY Size	512
Series 2 Recording/ - Name	FCbSwt1
Series 2 Recording/ - Number of Channels	3
Series 2 Recording/ - Number of Planes	1
Series 2 Recording/ - Number of Stacks	1
Series 2 Recording/ - Objective	Plan-Neofluar 10x/0.3
Series 2 Recording/ - Original Scan Data	0
Series 2 Recording/ - Plane Height	921.3630353134735
Series 2 Recording/ - Plane Spacing	1.0
Series 2 Recording/ - Plane Width	921.3630353134735
Series 2 Recording/ - Planes Per Volume	1
Series 2 Recording/ - Position B/C Contrast 1	15795.574999999986
Series 2 Recording/ - Position B/C Contrast 2	15795.574999999986
Series 2 Recording/ - Precession	0.0
Series 2 Recording/ - Rotation	0.0
Series 2 Recording/ - Sample 0Time	40003.38964716435
Series 2 Recording/ - Sample 0X	0.0
Series 2 Recording/ - Sample 0Y	0.0
Series 2 Recording/ - Sample 0Z	0.0
Series 2 Recording/ - Sample Spacing	1.7995371783466279
Series 2 Recording/ - Samples Per Line	512
Series 2 Recording/ - Scan Direction	0
Series 2 Recording/ - Scan Mode	Plane
Series 2 Recording/ - Scan Type	unused
Series 2 Recording/ - Special Scan Mode	NoSpecialMode
Series 2 Recording/ - Start Scan Event	0
Series 2 Recording/ - Start Scan Time	0.0
Series 2 Recording/ - Start Scan Trigger In	None
Series 2 Recording/ - Start Scan Trigger Out	None
Series 2 Recording/ - Stop Scan Event	0
Series 2 Recording/ - Stop Scan Time	0.0
Series 2 Recording/ - Stop Scan Trigger In	None
Series 2 Recording/ - Stop Scan Trigger Out	None
Series 2 Recording/ - Time Series	0
Series 2 Recording/ - Use B/C Correction	0
Series 2 Recording/ - Use ROIs	0
Series 2 Recording/ - Use Reduced Memory ROIs	0
Series 2 Recording/ - User	ametz
Series 2 Recording/ - Volume Depth	0.0
Series 2 Recording/ - Zoom X	1.0
Series 2 Recording/ - Zoom Y	1.0
Series 2 Recording/ - Zoom Z	1.0
Series 2 Recording/ - null	None
Series 2 Recording/Lasers/ - null	0.0
Series 2 Recording/Lasers/Laser 1/ - Acquire	-1
Series 2 Recording/Lasers/Laser 1/ - Name	Laser Diode 405-
Series 2 Recording/Lasers/Laser 1/ - Power	25.0
Series 2 Recording/Lasers/Laser 1/ - null	0.0
Series 2 Recording/Lasers/Laser 2/ - Acquire	-1
Series 2 Recording/Lasers/Laser 2/ - Name	Argon/20
Series 2 Recording/Lasers/Laser 2/ - Power	7.5
Series 2 Recording/Lasers/Laser 2/ - null	25.0
Series 2 Recording/Lasers/Laser 3/ - Acquire	-1
Series 2 Recording/Lasers/Laser 3/ - Name	HeNe1
Series 2 Recording/Lasers/Laser 3/ - Power	1.0
Series 2 Recording/Lasers/Laser 3/ - null	7.5
Series 2 Recording/Lasers/Laser 4/ - Acquire	0
Series 2 Recording/Lasers/Laser 4/ - Name	HeNe2,
Series 2 Recording/Lasers/Laser 4/ - Power	0.0
Series 2 Recording/Lasers/Laser 4/ - null	1.0
Series 2 Recording/Markers/ - null	None
Series 2 Recording/Markers/Marker 1/ - Description	8
Series 2 Recording/Markers/Marker 1/ - Name	Marker1=
Series 2 Recording/Markers/Marker 1/ - Trigger In	NoneX
Series 2 Recording/Markers/Marker 1/ - Trigger Out	None
Series 2 Recording/Markers/Marker 1/ - null	0
Series 2 Recording/Markers/Marker 2/ - Description	`
Series 2 Recording/Markers/Marker 2/ - Name	Marker2R
Series 2 Recording/Markers/Marker 2/ - Trigger In	Nonef
Series 2 Recording/Markers/Marker 2/ - Trigger Out	Noneo
Series 2 Recording/Markers/Marker 2/ - null	None
Series 2 Recording/Markers/Marker 3/ - Name	Marker3+
Series 2 Recording/Markers/Marker 3/ - Trigger In	None
Series 2 Recording/Markers/Marker 3/ - Trigger Out	None
Series 2 Recording/Markers/Marker 3/ - null	Noneo
Series 2 Recording/Markers/Marker 4/ - Name	Marker4D
Series 2 Recording/Markers/Marker 4/ - Trigger In	None8
Series 2 Recording/Markers/Marker 4/ - Trigger Out	NoneF
Series 2 Recording/Markers/Marker 4/ - null	None
Series 2 Recording/Markers/Marker 5/ - Description	(
Series 2 Recording/Markers/Marker 5/ - Name	Marker57
Series 2 Recording/Markers/Marker 5/ - Trigger In	NoneQ
Series 2 Recording/Markers/Marker 5/ - Trigger Out	None
Series 2 Recording/Markers/Marker 5/ - null	NoneF
Series 2 Recording/Markers/Marker 6/ - Name	Marker6o
Series 2 Recording/Markers/Marker 6/ - Trigger In	Nonea
Series 2 Recording/Markers/Marker 6/ - Trigger Out	None
Series 2 Recording/Markers/Marker 6/ - null	None
Series 2 Recording/Markers/Marker 7/ - Name	Marker7(
Series 2 Recording/Markers/Marker 7/ - Trigger In	None
Series 2 Recording/Markers/Marker 7/ - Trigger Out	None
Series 2 Recording/Markers/Marker 7/ - null	None
Series 2 Recording/Timers/ - null	0
Series 2 Recording/Timers/Timer 1/ - Interval	1.0
Series 2 Recording/Timers/Timer 1/ - Name	Timer1
Series 2 Recording/Timers/Timer 1/ - Trigger In	None=
Series 2 Recording/Timers/Timer 1/ - Trigger Out	NoneQ
Series 2 Recording/Timers/Timer 1/ - null	0
Series 2 Recording/Timers/Timer 2/ - Interval	0.0
Series 2 Recording/Timers/Timer 2/ - Name	Timer2
Series 2 Recording/Timers/Timer 2/ - Trigger In	None5
Series 2 Recording/Timers/Timer 2/ - Trigger Out	NoneN
Series 2 Recording/Timers/Timer 2/ - null	0
Series 2 Recording/Timers/Timer 3/ - Interval	0.0
Series 2 Recording/Timers/Timer 3/ - Name	Timer3*
Series 2 Recording/Timers/Timer 3/ - Trigger In	NoneL
Series 2 Recording/Timers/Timer 3/ - Trigger Out	None3
Series 2 Recording/Timers/Timer 3/ - null	0
Series 2 Recording/Timers/Timer 4/ - Interval	0.0
Series 2 Recording/Timers/Timer 4/ - Name	Timer4
Series 2 Recording/Timers/Timer 4/ - Trigger In	Nonei
Series 2 Recording/Timers/Timer 4/ - Trigger Out	None|
Series 2 Recording/Timers/Timer 4/ - null	0
Series 2 Recording/Timers/Timer 5/ - Interval	0.0
Series 2 Recording/Timers/Timer 5/ - Name	Timer5
Series 2 Recording/Timers/Timer 5/ - Trigger In	Nonei
Series 2 Recording/Timers/Timer 5/ - Trigger Out	NoneF
Series 2 Recording/Timers/Timer 5/ - null	0
Series 2 Recording/Timers/Timer 6/ - Interval	0.0
Series 2 Recording/Timers/Timer 6/ - Name	Timer6
Series 2 Recording/Timers/Timer 6/ - Trigger In	None
Series 2 Recording/Timers/Timer 6/ - Trigger Out	NoneR
Series 2 Recording/Timers/Timer 6/ - null	0
Series 2 Recording/Tracks/ - null	0.0
Series 2 Recording/Tracks/Track 1/ - Acquire	0
Series 2 Recording/Tracks/Track 1/ - Bleach After Scan Number	0
Series 2 Recording/Tracks/Track 1/ - Bleach Count	1
Series 2 Recording/Tracks/Track 1/ - Bleach Position Z	0.0
Series 2 Recording/Tracks/Track 1/ - Bleach Scan Number	1
Series 2 Recording/Tracks/Track 1/ - Collimator 1 Name	IR/Vis`
Series 2 Recording/Tracks/Track 1/ - Collimator 1 Position	1
Series 2 Recording/Tracks/Track 1/ - Collimator 2 Name	UV/Vis
Series 2 Recording/Tracks/Track 1/ - Collimator 2 Position	52
Series 2 Recording/Tracks/Track 1/ - Condensor Aperture	0.0
Series 2 Recording/Tracks/Track 1/ - Condensor Frontlens	0
Series 2 Recording/Tracks/Track 1/ - Condensor Revolver	F
Series 2 Recording/Tracks/Track 1/ - Enable Spot Bleach Pos	0
Series 2 Recording/Tracks/Track 1/ - Field Stop Value	98.27235772357723
Series 2 Recording/Tracks/Track 1/ - ID Condensor Aperture	_
Series 2 Recording/Tracks/Track 1/ - ID Condensor Frontlens	R
Series 2 Recording/Tracks/Track 1/ - ID Condensor Revolver	H
Series 2 Recording/Tracks/Track 1/ - ID Field Stop	LFB1
Series 2 Recording/Tracks/Track 1/ - ID Transmission 1	1.0
Series 2 Recording/Tracks/Track 1/ - ID Transmission 2	1.0
Series 2 Recording/Tracks/Track 1/ - ID Transmission Filter 1	FWVirtualO
Series 2 Recording/Tracks/Track 1/ - ID Transmission Filter 2	%
Series 2 Recording/Tracks/Track 1/ - Is Bleach Track	0
Series 2 Recording/Tracks/Track 1/ - Is Ratio Track	0
Series 2 Recording/Tracks/Track 1/ - Multiplex Order	4
Series 2 Recording/Tracks/Track 1/ - Multiplex Type	1
Series 2 Recording/Tracks/Track 1/ - Name	Lambdaa
Series 2 Recording/Tracks/Track 1/ - Pixel Time	12.79999992220837
Series 2 Recording/Tracks/Track 1/ - Repeat Bleach	0
Series 2 Recording/Tracks/Track 1/ - SPI Center Wavelength	582.53
Series 2 Recording/Tracks/Track 1/ - Sampling Method	1
Series 2 Recording/Tracks/Track 1/ - Sampling Mode	1
Series 2 Recording/Tracks/Track 1/ - Sampling Number	4
Series 2 Recording/Tracks/Track 1/ - Spot Bleach Position X	0.0
Series 2 Recording/Tracks/Track 1/ - Spot Bleach Position Y	0.0
Series 2 Recording/Tracks/Track 1/ - Trigger In	None
Series 2 Recording/Tracks/Track 1/ - Trigger Out	None
Series 2 Recording/Tracks/Track 1/ - null	0.0
Series 2 Recording/Tracks/Track 1/Beam Splitters/ - null	FW12
Series 2 Recording/Tracks/Track 1/Beam Splitters/Beam Splitter 1/ - Filter	HFT 405/488/543
Series 2 Recording/Tracks/Track 1/Beam Splitters/Beam Splitter 1/ - Filter Set	HTJ
Series 2 Recording/Tracks/Track 1/Beam Splitters/Beam Splitter 1/ - Name	HT
Series 2 Recording/Tracks/Track 1/Beam Splitters/Beam Splitter 1/ - null	575.0
Series 2 Recording/Tracks/Track 1/Beam Splitters/Beam Splitter 2/ - Filter	NoneQ
Series 2 Recording/Tracks/Track 1/Beam Splitters/Beam Splitter 2/ - Filter Set	NT1R
Series 2 Recording/Tracks/Track 1/Beam Splitters/Beam Splitter 2/ - Name	NT1L
Series 2 Recording/Tracks/Track 1/Beam Splitters/Beam Splitter 2/ - null	HT
Series 2 Recording/Tracks/Track 1/Beam Splitters/Beam Splitter 3/ - Filter	NFT 490M
Series 2 Recording/Tracks/Track 1/Beam Splitters/Beam Splitter 3/ - Filter Set	NT2^
Series 2 Recording/Tracks/Track 1/Beam Splitters/Beam Splitter 3/ - Name	NT2L
Series 2 Recording/Tracks/Track 1/Beam Splitters/Beam Splitter 3/ - null	NT1L
Series 2 Recording/Tracks/Track 1/Beam Splitters/Beam Splitter 4/ - Filter	NoneZ
Series 2 Recording/Tracks/Track 1/Beam Splitters/Beam Splitter 4/ - Filter Set	NT36
Series 2 Recording/Tracks/Track 1/Beam Splitters/Beam Splitter 4/ - Name	NT3-
Series 2 Recording/Tracks/Track 1/Beam Splitters/Beam Splitter 4/ - null	NT2L
Series 2 Recording/Tracks/Track 1/Beam Splitters/Beam Splitter 5/ - Filter	NoneK
Series 2 Recording/Tracks/Track 1/Beam Splitters/Beam Splitter 5/ - Filter Set	FW1
Series 2 Recording/Tracks/Track 1/Beam Splitters/Beam Splitter 5/ - Name	FW12
Series 2 Recording/Tracks/Track 1/Beam Splitters/Beam Splitter 5/ - null	NT3-
Series 2 Recording/Tracks/Track 1/Data Channels/ - null	0.0
Series 2 Recording/Tracks/Track 1/Data Channels/Data Channel 1/ - Acquire	-1
Series 2 Recording/Tracks/Track 1/Data Channels/Data Channel 1/ - Bits Per Sample	8
Series 2 Recording/Tracks/Track 1/Data Channels/Data Channel 1/ - Color	10026752
Series 2 Recording/Tracks/Track 1/Data Channels/Data Channel 1/ - Name	Ch3M
Series 2 Recording/Tracks/Track 1/Data Channels/Data Channel 1/ - Ratio Channel 1	Ch1g
Series 2 Recording/Tracks/Track 1/Data Channels/Data Channel 1/ - Ratio Channel 2	Ch1
Series 2 Recording/Tracks/Track 1/Data Channels/Data Channel 1/ - Ratio Const. 1	0.0
Series 2 Recording/Tracks/Track 1/Data Channels/Data Channel 1/ - Ratio Const. 2	0.0
Series 2 Recording/Tracks/Track 1/Data Channels/Data Channel 1/ - Ratio Const. 3	1.0
Series 2 Recording/Tracks/Track 1/Data Channels/Data Channel 1/ - Ratio Const. 4	0.0
Series 2 Recording/Tracks/Track 1/Data Channels/Data Channel 1/ - Ratio Const. 5	1.0
Series 2 Recording/Tracks/Track 1/Data Channels/Data Channel 1/ - Ratio Const. 6	0.0
Series 2 Recording/Tracks/Track 1/Data Channels/Data Channel 1/ - Ratio First Images 1	-1
Series 2 Recording/Tracks/Track 1/Data Channels/Data Channel 1/ - Ratio First Images 2	-1
Series 2 Recording/Tracks/Track 1/Data Channels/Data Channel 1/ - Ratio Track 1	0
Series 2 Recording/Tracks/Track 1/Data Channels/Data Channel 1/ - Ratio Track 2	0
Series 2 Recording/Tracks/Track 1/Data Channels/Data Channel 1/ - Ratio Type	0
Series 2 Recording/Tracks/Track 1/Data Channels/Data Channel 1/ - Sample Type	1
Series 2 Recording/Tracks/Track 1/Data Channels/Data Channel 1/ - Spectrum	-1.0000 -1.0000 -1.0000 -1.0000 -1.0000 -1.0000 -1.0000 -1.0000 -1.0000 -1.0000 -1.0000 -1.0000 -1.0000 -1.0000 -1.0000 -1.0000 -1.0000 -1.0000 -1.0000 -1.0000 -1.0000 -1.0000 -1.0000 -1.0000 -1.0000 -1.0000 -1.0000 -1.0000 -1.0000 -1.0000 -1.0000 -1.0000 1.0000 0.0000+
Series 2 Recording/Tracks/Track 1/Data Channels/Data Channel 1/ - null	0
Series 2 Recording/Tracks/Track 1/Detection Channels/ - null	575.0
Series 2 Recording/Tracks/Track 1/Detection Channels/Detection Channel 10/ - Acquire	-1
Series 2 Recording/Tracks/Track 1/Detection Channels/Detection Channel 10/ - Amplifier Gain	1.0
Series 2 Recording/Tracks/Track 1/Detection Channels/Detection Channel 10/ - Amplifier Gain B/C 1	1.0
Series 2 Recording/Tracks/Track 1/Detection Channels/Detection Channel 10/ - Amplifier Gain B/C 2	1.0
Series 2 Recording/Tracks/Track 1/Detection Channels/Detection Channel 10/ - Amplifier Offset	0.1
Series 2 Recording/Tracks/Track 1/Detection Channels/Detection Channel 10/ - Amplifier Offset B/C 1	0.1
Series 2 Recording/Tracks/Track 1/Detection Channels/Detection Channel 10/ - Amplifier Offset B/C 2	0.1
Series 2 Recording/Tracks/Track 1/Detection Channels/Detection Channel 10/ - Detection Channel Name	ChS
Series 2 Recording/Tracks/Track 1/Detection Channels/Detection Channel 10/ - Detector Gain	836.6568914956013
Series 2 Recording/Tracks/Track 1/Detection Channels/Detection Channel 10/ - Detector Gain B/C 1	0.0
Series 2 Recording/Tracks/Track 1/Detection Channels/Detection Channel 10/ - Detector Gain B/C 2	0.0
Series 2 Recording/Tracks/Track 1/Detection Channels/Detection Channel 10/ - Detector Name	PmtSPI1y
Series 2 Recording/Tracks/Track 1/Detection Channels/Detection Channel 10/ - Dye Folder	i
Series 2 Recording/Tracks/Track 1/Detection Channels/Detection Channel 10/ - Dye Name	]
Series 2 Recording/Tracks/Track 1/Detection Channels/Detection Channel 10/ - Integrator Name	c
Series 2 Recording/Tracks/Track 1/Detection Channels/Detection Channel 10/ - Pinhole Diameter	162.0
Series 2 Recording/Tracks/Track 1/Detection Channels/Detection Channel 10/ - Pinhole Name	PH1
Series 2 Recording/Tracks/Track 1/Detection Channels/Detection Channel 10/ - SPI Wavelength End	753.73
Series 2 Recording/Tracks/Track 1/Detection Channels/Detection Channel 10/ - SPI Wavelength Start	411.33
Series 2 Recording/Tracks/Track 1/Detection Channels/Detection Channel 10/ - Spectral Scan Channels	32
Series 2 Recording/Tracks/Track 1/Detection Channels/Detection Channel 10/ - null	575.0
Series 2 Recording/Tracks/Track 1/Detection Channels/Detection Channel 11/ - Acquire	0
Series 2 Recording/Tracks/Track 1/Detection Channels/Detection Channel 11/ - Amplifier Gain	1.0
Series 2 Recording/Tracks/Track 1/Detection Channels/Detection Channel 11/ - Amplifier Gain B/C 1	1.0
Series 2 Recording/Tracks/Track 1/Detection Channels/Detection Channel 11/ - Amplifier Gain B/C 2	1.0
Series 2 Recording/Tracks/Track 1/Detection Channels/Detection Channel 11/ - Amplifier Offset	0.1
Series 2 Recording/Tracks/Track 1/Detection Channels/Detection Channel 11/ - Amplifier Offset B/C 1	0.1
Series 2 Recording/Tracks/Track 1/Detection Channels/Detection Channel 11/ - Amplifier Offset B/C 2	0.1
Series 2 Recording/Tracks/Track 1/Detection Channels/Detection Channel 11/ - Detection Channel Name	Ch2]
Series 2 Recording/Tracks/Track 1/Detection Channels/Detection Channel 11/ - Detector Gain	715.686274509804
Series 2 Recording/Tracks/Track 1/Detection Channels/Detection Channel 11/ - Detector Gain B/C 1	0.0
Series 2 Recording/Tracks/Track 1/Detection Channels/Detection Channel 11/ - Detector Gain B/C 2	0.0
Series 2 Recording/Tracks/Track 1/Detection Channels/Detection Channel 11/ - Detector Name	Pmt2b
Series 2 Recording/Tracks/Track 1/Detection Channels/Detection Channel 11/ - Dye Folder	Y
Series 2 Recording/Tracks/Track 1/Detection Channels/Detection Channel 11/ - Dye Name	d
Series 2 Recording/Tracks/Track 1/Detection Channels/Detection Channel 11/ - Filter Name	BP 420-480
Series 2 Recording/Tracks/Track 1/Detection Channels/Detection Channel 11/ - Filter Set Name	EF2
Series 2 Recording/Tracks/Track 1/Detection Channels/Detection Channel 11/ - Integrator Name	j
Series 2 Recording/Tracks/Track 1/Detection Channels/Detection Channel 11/ - Pinhole Diameter	57.0
Series 2 Recording/Tracks/Track 1/Detection Channels/Detection Channel 11/ - Pinhole Name	PH2^
Series 2 Recording/Tracks/Track 1/Detection Channels/Detection Channel 11/ - SPI Wavelength End	735.0
Series 2 Recording/Tracks/Track 1/Detection Channels/Detection Channel 11/ - SPI Wavelength Start	415.0
Series 2 Recording/Tracks/Track 1/Detection Channels/Detection Channel 11/ - Spectral Scan Channels	32
Series 2 Recording/Tracks/Track 1/Detection Channels/Detection Channel 11/ - null	575.0
Series 2 Recording/Tracks/Track 1/Detection Channels/Detection Channel 12/ - Acquire	0
Series 2 Recording/Tracks/Track 1/Detection Channels/Detection Channel 12/ - Amplifier Gain	1.0
Series 2 Recording/Tracks/Track 1/Detection Channels/Detection Channel 12/ - Amplifier Gain B/C 1	1.0
Series 2 Recording/Tracks/Track 1/Detection Channels/Detection Channel 12/ - Amplifier Gain B/C 2	1.0
Series 2 Recording/Tracks/Track 1/Detection Channels/Detection Channel 12/ - Amplifier Offset	0.1
Series 2 Recording/Tracks/Track 1/Detection Channels/Detection Channel 12/ - Amplifier Offset B/C 1	0.1
Series 2 Recording/Tracks/Track 1/Detection Channels/Detection Channel 12/ - Amplifier Offset B/C 2	0.1
Series 2 Recording/Tracks/Track 1/Detection Channels/Detection Channel 12/ - Detection Channel Name	Ch3
Series 2 Recording/Tracks/Track 1/Detection Channels/Detection Channel 12/ - Detector Gain	1029.4117647058822
Series 2 Recording/Tracks/Track 1/Detection Channels/Detection Channel 12/ - Detector Gain B/C 1	0.0
Series 2 Recording/Tracks/Track 1/Detection Channels/Detection Channel 12/ - Detector Gain B/C 2	0.0
Series 2 Recording/Tracks/Track 1/Detection Channels/Detection Channel 12/ - Detector Name	Pmt3
Series 2 Recording/Tracks/Track 1/Detection Channels/Detection Channel 12/ - Dye Folder	c
Series 2 Recording/Tracks/Track 1/Detection Channels/Detection Channel 12/ - Dye Name	`
Series 2 Recording/Tracks/Track 1/Detection Channels/Detection Channel 12/ - Filter Name	BP 505-530E
Series 2 Recording/Tracks/Track 1/Detection Channels/Detection Channel 12/ - Filter Set Name	EF3
Series 2 Recording/Tracks/Track 1/Detection Channels/Detection Channel 12/ - Integrator Name	Z
Series 2 Recording/Tracks/Track 1/Detection Channels/Detection Channel 12/ - Pinhole Diameter	66.0
Series 2 Recording/Tracks/Track 1/Detection Channels/Detection Channel 12/ - Pinhole Name	PH3
Series 2 Recording/Tracks/Track 1/Detection Channels/Detection Channel 12/ - SPI Wavelength End	735.0
Series 2 Recording/Tracks/Track 1/Detection Channels/Detection Channel 12/ - SPI Wavelength Start	415.0
Series 2 Recording/Tracks/Track 1/Detection Channels/Detection Channel 12/ - Spectral Scan Channels	32
Series 2 Recording/Tracks/Track 1/Detection Channels/Detection Channel 12/ - null	575.0
Series 2 Recording/Tracks/Track 1/Detection Channels/Detection Channel 13/ - Acquire	0
Series 2 Recording/Tracks/Track 1/Detection Channels/Detection Channel 13/ - Amplifier Gain	1.0
Series 2 Recording/Tracks/Track 1/Detection Channels/Detection Channel 13/ - Amplifier Gain B/C 1	1.0
Series 2 Recording/Tracks/Track 1/Detection Channels/Detection Channel 13/ - Amplifier Gain B/C 2	1.0
Series 2 Recording/Tracks/Track 1/Detection Channels/Detection Channel 13/ - Amplifier Offset	0.1
Series 2 Recording/Tracks/Track 1/Detection Channels/Detection Channel 13/ - Amplifier Offset B/C 1	0.1
Series 2 Recording/Tracks/Track 1/Detection Channels/Detection Channel 13/ - Amplifier Offset B/C 2	0.1
Series 2 Recording/Tracks/Track 1/Detection Channels/Detection Channel 13/ - Detection Channel Name	ChDW
Series 2 Recording/Tracks/Track 1/Detection Channels/Detection Channel 13/ - Detector Gain	78.43137254901961
Series 2 Recording/Tracks/Track 1/Detection Channels/Detection Channel 13/ - Detector Gain B/C 1	0.0
Series 2 Recording/Tracks/Track 1/Detection Channels/Detection Channel 13/ - Detector Gain B/C 2	0.0
Series 2 Recording/Tracks/Track 1/Detection Channels/Detection Channel 13/ - Detector Name	PmtDZ
Series 2 Recording/Tracks/Track 1/Detection Channels/Detection Channel 13/ - Dye Folder	J
Series 2 Recording/Tracks/Track 1/Detection Channels/Detection Channel 13/ - Dye Name	C
Series 2 Recording/Tracks/Track 1/Detection Channels/Detection Channel 13/ - Integrator Name	IntegratorDH
Series 2 Recording/Tracks/Track 1/Detection Channels/Detection Channel 13/ - Pinhole Diameter	0.0
Series 2 Recording/Tracks/Track 1/Detection Channels/Detection Channel 13/ - Pinhole Name	[
Series 2 Recording/Tracks/Track 1/Detection Channels/Detection Channel 13/ - SPI Wavelength End	735.0
Series 2 Recording/Tracks/Track 1/Detection Channels/Detection Channel 13/ - SPI Wavelength Start	415.0
Series 2 Recording/Tracks/Track 1/Detection Channels/Detection Channel 13/ - Spectral Scan Channels	32
Series 2 Recording/Tracks/Track 1/Detection Channels/Detection Channel 13/ - null	575.0
Series 2 Recording/Tracks/Track 1/Detection Channels/Detection Channel 2/ - Acquire	0
Series 2 Recording/Tracks/Track 1/Detection Channels/Detection Channel 2/ - Amplifier Gain	1.0
Series 2 Recording/Tracks/Track 1/Detection Channels/Detection Channel 2/ - Amplifier Gain B/C 1	1.0
Series 2 Recording/Tracks/Track 1/Detection Channels/Detection Channel 2/ - Amplifier Gain B/C 2	1.0
Series 2 Recording/Tracks/Track 1/Detection Channels/Detection Channel 2/ - Amplifier Offset	0.1
Series 2 Recording/Tracks/Track 1/Detection Channels/Detection Channel 2/ - Amplifier Offset B/C 1	0.1
Series 2 Recording/Tracks/Track 1/Detection Channels/Detection Channel 2/ - Amplifier Offset B/C 2	0.1
Series 2 Recording/Tracks/Track 1/Detection Channels/Detection Channel 2/ - Detection Channel Name	ChS1\
Series 2 Recording/Tracks/Track 1/Detection Channels/Detection Channel 2/ - Detector Gain	836.6568914956013
Series 2 Recording/Tracks/Track 1/Detection Channels/Detection Channel 2/ - Detector Gain B/C 1	0.0
Series 2 Recording/Tracks/Track 1/Detection Channels/Detection Channel 2/ - Detector Gain B/C 2	0.0
Series 2 Recording/Tracks/Track 1/Detection Channels/Detection Channel 2/ - Detector Name	PmtSPI15
Series 2 Recording/Tracks/Track 1/Detection Channels/Detection Channel 2/ - Dye Folder	?
Series 2 Recording/Tracks/Track 1/Detection Channels/Detection Channel 2/ - Dye Name	O
Series 2 Recording/Tracks/Track 1/Detection Channels/Detection Channel 2/ - Integrator Name	IntegratorSPIB
Series 2 Recording/Tracks/Track 1/Detection Channels/Detection Channel 2/ - Pinhole Diameter	162.0
Series 2 Recording/Tracks/Track 1/Detection Channels/Detection Channel 2/ - Pinhole Name	PH11
Series 2 Recording/Tracks/Track 1/Detection Channels/Detection Channel 2/ - SPI Wavelength End	753.73
Series 2 Recording/Tracks/Track 1/Detection Channels/Detection Channel 2/ - SPI Wavelength Start	411.33
Series 2 Recording/Tracks/Track 1/Detection Channels/Detection Channel 2/ - Spectral Scan Channels	32
Series 2 Recording/Tracks/Track 1/Detection Channels/Detection Channel 2/ - null	575.0
Series 2 Recording/Tracks/Track 1/Detection Channels/Detection Channel 3/ - Acquire	0
Series 2 Recording/Tracks/Track 1/Detection Channels/Detection Channel 3/ - Amplifier Gain	1.0
Series 2 Recording/Tracks/Track 1/Detection Channels/Detection Channel 3/ - Amplifier Gain B/C 1	1.0
Series 2 Recording/Tracks/Track 1/Detection Channels/Detection Channel 3/ - Amplifier Gain B/C 2	1.0
Series 2 Recording/Tracks/Track 1/Detection Channels/Detection Channel 3/ - Amplifier Offset	0.1
Series 2 Recording/Tracks/Track 1/Detection Channels/Detection Channel 3/ - Amplifier Offset B/C 1	0.1
Series 2 Recording/Tracks/Track 1/Detection Channels/Detection Channel 3/ - Amplifier Offset B/C 2	0.1
Series 2 Recording/Tracks/Track 1/Detection Channels/Detection Channel 3/ - Detection Channel Name	ChS2`
Series 2 Recording/Tracks/Track 1/Detection Channels/Detection Channel 3/ - Detector Gain	836.6568914956013
Series 2 Recording/Tracks/Track 1/Detection Channels/Detection Channel 3/ - Detector Gain B/C 1	0.0
Series 2 Recording/Tracks/Track 1/Detection Channels/Detection Channel 3/ - Detector Gain B/C 2	0.0
Series 2 Recording/Tracks/Track 1/Detection Channels/Detection Channel 3/ - Detector Name	PmtSPI1
Series 2 Recording/Tracks/Track 1/Detection Channels/Detection Channel 3/ - Dye Folder	)
Series 2 Recording/Tracks/Track 1/Detection Channels/Detection Channel 3/ - Dye Name	.
Series 2 Recording/Tracks/Track 1/Detection Channels/Detection Channel 3/ - Integrator Name	IntegratorSPIT
Series 2 Recording/Tracks/Track 1/Detection Channels/Detection Channel 3/ - Pinhole Diameter	162.0
Series 2 Recording/Tracks/Track 1/Detection Channels/Detection Channel 3/ - Pinhole Name	PH11
Series 2 Recording/Tracks/Track 1/Detection Channels/Detection Channel 3/ - SPI Wavelength End	753.73
Series 2 Recording/Tracks/Track 1/Detection Channels/Detection Channel 3/ - SPI Wavelength Start	411.33
Series 2 Recording/Tracks/Track 1/Detection Channels/Detection Channel 3/ - Spectral Scan Channels	32
Series 2 Recording/Tracks/Track 1/Detection Channels/Detection Channel 3/ - null	575.0
Series 2 Recording/Tracks/Track 1/Detection Channels/Detection Channel 4/ - Acquire	0
Series 2 Recording/Tracks/Track 1/Detection Channels/Detection Channel 4/ - Amplifier Gain	1.0
Series 2 Recording/Tracks/Track 1/Detection Channels/Detection Channel 4/ - Amplifier Gain B/C 1	1.0
Series 2 Recording/Tracks/Track 1/Detection Channels/Detection Channel 4/ - Amplifier Gain B/C 2	1.0
Series 2 Recording/Tracks/Track 1/Detection Channels/Detection Channel 4/ - Amplifier Offset	0.1
Series 2 Recording/Tracks/Track 1/Detection Channels/Detection Channel 4/ - Amplifier Offset B/C 1	0.1
Series 2 Recording/Tracks/Track 1/Detection Channels/Detection Channel 4/ - Amplifier Offset B/C 2	0.1
Series 2 Recording/Tracks/Track 1/Detection Channels/Detection Channel 4/ - Detection Channel Name	ChS3A
Series 2 Recording/Tracks/Track 1/Detection Channels/Detection Channel 4/ - Detector Gain	836.6568914956013
Series 2 Recording/Tracks/Track 1/Detection Channels/Detection Channel 4/ - Detector Gain B/C 1	0.0
Series 2 Recording/Tracks/Track 1/Detection Channels/Detection Channel 4/ - Detector Gain B/C 2	0.0
Series 2 Recording/Tracks/Track 1/Detection Channels/Detection Channel 4/ - Detector Name	PmtSPI1C
Series 2 Recording/Tracks/Track 1/Detection Channels/Detection Channel 4/ - Dye Folder	`
Series 2 Recording/Tracks/Track 1/Detection Channels/Detection Channel 4/ - Dye Name	l
Series 2 Recording/Tracks/Track 1/Detection Channels/Detection Channel 4/ - Integrator Name	IntegratorSPI[
Series 2 Recording/Tracks/Track 1/Detection Channels/Detection Channel 4/ - Pinhole Diameter	162.0
Series 2 Recording/Tracks/Track 1/Detection Channels/Detection Channel 4/ - Pinhole Name	PH1
Series 2 Recording/Tracks/Track 1/Detection Channels/Detection Channel 4/ - SPI Wavelength End	753.73
Series 2 Recording/Tracks/Track 1/Detection Channels/Detection Channel 4/ - SPI Wavelength Start	411.33
Series 2 Recording/Tracks/Track 1/Detection Channels/Detection Channel 4/ - Spectral Scan Channels	32
Series 2 Recording/Tracks/Track 1/Detection Channels/Detection Channel 4/ - null	575.0
Series 2 Recording/Tracks/Track 1/Detection Channels/Detection Channel 5/ - Acquire	0
Series 2 Recording/Tracks/Track 1/Detection Channels/Detection Channel 5/ - Amplifier Gain	1.0
Series 2 Recording/Tracks/Track 1/Detection Channels/Detection Channel 5/ - Amplifier Gain B/C 1	1.0
Series 2 Recording/Tracks/Track 1/Detection Channels/Detection Channel 5/ - Amplifier Gain B/C 2	1.0
Series 2 Recording/Tracks/Track 1/Detection Channels/Detection Channel 5/ - Amplifier Offset	0.1
Series 2 Recording/Tracks/Track 1/Detection Channels/Detection Channel 5/ - Amplifier Offset B/C 1	0.1
Series 2 Recording/Tracks/Track 1/Detection Channels/Detection Channel 5/ - Amplifier Offset B/C 2	0.1
Series 2 Recording/Tracks/Track 1/Detection Channels/Detection Channel 5/ - Detection Channel Name	ChS4a
Series 2 Recording/Tracks/Track 1/Detection Channels/Detection Channel 5/ - Detector Gain	836.6568914956013
Series 2 Recording/Tracks/Track 1/Detection Channels/Detection Channel 5/ - Detector Gain B/C 1	0.0
Series 2 Recording/Tracks/Track 1/Detection Channels/Detection Channel 5/ - Detector Gain B/C 2	0.0
Series 2 Recording/Tracks/Track 1/Detection Channels/Detection Channel 5/ - Detector Name	PmtSPI1`
Series 2 Recording/Tracks/Track 1/Detection Channels/Detection Channel 5/ - Dye Folder	c
Series 2 Recording/Tracks/Track 1/Detection Channels/Detection Channel 5/ - Dye Name	\
Series 2 Recording/Tracks/Track 1/Detection Channels/Detection Channel 5/ - Integrator Name	IntegratorSPI
Series 2 Recording/Tracks/Track 1/Detection Channels/Detection Channel 5/ - Pinhole Diameter	162.0
Series 2 Recording/Tracks/Track 1/Detection Channels/Detection Channel 5/ - Pinhole Name	PH1
Series 2 Recording/Tracks/Track 1/Detection Channels/Detection Channel 5/ - SPI Wavelength End	753.73
Series 2 Recording/Tracks/Track 1/Detection Channels/Detection Channel 5/ - SPI Wavelength Start	411.33
Series 2 Recording/Tracks/Track 1/Detection Channels/Detection Channel 5/ - Spectral Scan Channels	32
Series 2 Recording/Tracks/Track 1/Detection Channels/Detection Channel 5/ - null	575.0
Series 2 Recording/Tracks/Track 1/Detection Channels/Detection Channel 6/ - Acquire	0
Series 2 Recording/Tracks/Track 1/Detection Channels/Detection Channel 6/ - Amplifier Gain	1.0
Series 2 Recording/Tracks/Track 1/Detection Channels/Detection Channel 6/ - Amplifier Gain B/C 1	1.0
Series 2 Recording/Tracks/Track 1/Detection Channels/Detection Channel 6/ - Amplifier Gain B/C 2	1.0
Series 2 Recording/Tracks/Track 1/Detection Channels/Detection Channel 6/ - Amplifier Offset	0.1
Series 2 Recording/Tracks/Track 1/Detection Channels/Detection Channel 6/ - Amplifier Offset B/C 1	0.1
Series 2 Recording/Tracks/Track 1/Detection Channels/Detection Channel 6/ - Amplifier Offset B/C 2	0.1
Series 2 Recording/Tracks/Track 1/Detection Channels/Detection Channel 6/ - Detection Channel Name	ChS5k
Series 2 Recording/Tracks/Track 1/Detection Channels/Detection Channel 6/ - Detector Gain	836.6568914956013
Series 2 Recording/Tracks/Track 1/Detection Channels/Detection Channel 6/ - Detector Gain B/C 1	0.0
Series 2 Recording/Tracks/Track 1/Detection Channels/Detection Channel 6/ - Detector Gain B/C 2	0.0
Series 2 Recording/Tracks/Track 1/Detection Channels/Detection Channel 6/ - Detector Name	PmtSPI1
Series 2 Recording/Tracks/Track 1/Detection Channels/Detection Channel 6/ - Dye Folder	H
Series 2 Recording/Tracks/Track 1/Detection Channels/Detection Channel 6/ - Dye Name	[
Series 2 Recording/Tracks/Track 1/Detection Channels/Detection Channel 6/ - Integrator Name	IntegratorSPIj
Series 2 Recording/Tracks/Track 1/Detection Channels/Detection Channel 6/ - Pinhole Diameter	162.0
Series 2 Recording/Tracks/Track 1/Detection Channels/Detection Channel 6/ - Pinhole Name	PH1c
Series 2 Recording/Tracks/Track 1/Detection Channels/Detection Channel 6/ - SPI Wavelength End	753.73
Series 2 Recording/Tracks/Track 1/Detection Channels/Detection Channel 6/ - SPI Wavelength Start	411.33
Series 2 Recording/Tracks/Track 1/Detection Channels/Detection Channel 6/ - Spectral Scan Channels	32
Series 2 Recording/Tracks/Track 1/Detection Channels/Detection Channel 6/ - null	575.0
Series 2 Recording/Tracks/Track 1/Detection Channels/Detection Channel 7/ - Acquire	0
Series 2 Recording/Tracks/Track 1/Detection Channels/Detection Channel 7/ - Amplifier Gain	1.0
Series 2 Recording/Tracks/Track 1/Detection Channels/Detection Channel 7/ - Amplifier Gain B/C 1	1.0
Series 2 Recording/Tracks/Track 1/Detection Channels/Detection Channel 7/ - Amplifier Gain B/C 2	1.0
Series 2 Recording/Tracks/Track 1/Detection Channels/Detection Channel 7/ - Amplifier Offset	0.1
Series 2 Recording/Tracks/Track 1/Detection Channels/Detection Channel 7/ - Amplifier Offset B/C 1	0.1
Series 2 Recording/Tracks/Track 1/Detection Channels/Detection Channel 7/ - Amplifier Offset B/C 2	0.1
Series 2 Recording/Tracks/Track 1/Detection Channels/Detection Channel 7/ - Detection Channel Name	ChS6Q
Series 2 Recording/Tracks/Track 1/Detection Channels/Detection Channel 7/ - Detector Gain	836.6568914956013
Series 2 Recording/Tracks/Track 1/Detection Channels/Detection Channel 7/ - Detector Gain B/C 1	0.0
Series 2 Recording/Tracks/Track 1/Detection Channels/Detection Channel 7/ - Detector Gain B/C 2	0.0
Series 2 Recording/Tracks/Track 1/Detection Channels/Detection Channel 7/ - Detector Name	PmtSPI1\
Series 2 Recording/Tracks/Track 1/Detection Channels/Detection Channel 7/ - Dye Folder	e
Series 2 Recording/Tracks/Track 1/Detection Channels/Detection Channel 7/ - Dye Name	7
Series 2 Recording/Tracks/Track 1/Detection Channels/Detection Channel 7/ - Integrator Name	IntegratorSPIf
Series 2 Recording/Tracks/Track 1/Detection Channels/Detection Channel 7/ - Pinhole Diameter	162.0
Series 2 Recording/Tracks/Track 1/Detection Channels/Detection Channel 7/ - Pinhole Name	PH1I
Series 2 Recording/Tracks/Track 1/Detection Channels/Detection Channel 7/ - SPI Wavelength End	753.73
Series 2 Recording/Tracks/Track 1/Detection Channels/Detection Channel 7/ - SPI Wavelength Start	411.33
Series 2 Recording/Tracks/Track 1/Detection Channels/Detection Channel 7/ - Spectral Scan Channels	32
Series 2 Recording/Tracks/Track 1/Detection Channels/Detection Channel 7/ - null	575.0
Series 2 Recording/Tracks/Track 1/Detection Channels/Detection Channel 8/ - Acquire	0
Series 2 Recording/Tracks/Track 1/Detection Channels/Detection Channel 8/ - Amplifier Gain	1.0
Series 2 Recording/Tracks/Track 1/Detection Channels/Detection Channel 8/ - Amplifier Gain B/C 1	1.0
Series 2 Recording/Tracks/Track 1/Detection Channels/Detection Channel 8/ - Amplifier Gain B/C 2	1.0
Series 2 Recording/Tracks/Track 1/Detection Channels/Detection Channel 8/ - Amplifier Offset	0.1
Series 2 Recording/Tracks/Track 1/Detection Channels/Detection Channel 8/ - Amplifier Offset B/C 1	0.1
Series 2 Recording/Tracks/Track 1/Detection Channels/Detection Channel 8/ - Amplifier Offset B/C 2	0.1
Series 2 Recording/Tracks/Track 1/Detection Channels/Detection Channel 8/ - Detection Channel Name	ChS7P
Series 2 Recording/Tracks/Track 1/Detection Channels/Detection Channel 8/ - Detector Gain	836.6568914956013
Series 2 Recording/Tracks/Track 1/Detection Channels/Detection Channel 8/ - Detector Gain B/C 1	0.0
Series 2 Recording/Tracks/Track 1/Detection Channels/Detection Channel 8/ - Detector Gain B/C 2	0.0
Series 2 Recording/Tracks/Track 1/Detection Channels/Detection Channel 8/ - Detector Name	PmtSPI1
Series 2 Recording/Tracks/Track 1/Detection Channels/Detection Channel 8/ - Dye Folder	O
Series 2 Recording/Tracks/Track 1/Detection Channels/Detection Channel 8/ - Dye Name	=
Series 2 Recording/Tracks/Track 1/Detection Channels/Detection Channel 8/ - Integrator Name	IntegratorSPIk
Series 2 Recording/Tracks/Track 1/Detection Channels/Detection Channel 8/ - Pinhole Diameter	162.0
Series 2 Recording/Tracks/Track 1/Detection Channels/Detection Channel 8/ - Pinhole Name	PH1_
Series 2 Recording/Tracks/Track 1/Detection Channels/Detection Channel 8/ - SPI Wavelength End	753.73
Series 2 Recording/Tracks/Track 1/Detection Channels/Detection Channel 8/ - SPI Wavelength Start	411.33
Series 2 Recording/Tracks/Track 1/Detection Channels/Detection Channel 8/ - Spectral Scan Channels	32
Series 2 Recording/Tracks/Track 1/Detection Channels/Detection Channel 8/ - null	575.0
Series 2 Recording/Tracks/Track 1/Detection Channels/Detection Channel 9/ - Acquire	0
Series 2 Recording/Tracks/Track 1/Detection Channels/Detection Channel 9/ - Amplifier Gain	1.0
Series 2 Recording/Tracks/Track 1/Detection Channels/Detection Channel 9/ - Amplifier Gain B/C 1	1.0
Series 2 Recording/Tracks/Track 1/Detection Channels/Detection Channel 9/ - Amplifier Gain B/C 2	1.0
Series 2 Recording/Tracks/Track 1/Detection Channels/Detection Channel 9/ - Amplifier Offset	0.1
Series 2 Recording/Tracks/Track 1/Detection Channels/Detection Channel 9/ - Amplifier Offset B/C 1	0.1
Series 2 Recording/Tracks/Track 1/Detection Channels/Detection Channel 9/ - Amplifier Offset B/C 2	0.1
Series 2 Recording/Tracks/Track 1/Detection Channels/Detection Channel 9/ - Detection Channel Name	ChS8
Series 2 Recording/Tracks/Track 1/Detection Channels/Detection Channel 9/ - Detector Gain	836.6568914956013
Series 2 Recording/Tracks/Track 1/Detection Channels/Detection Channel 9/ - Detector Gain B/C 1	0.0
Series 2 Recording/Tracks/Track 1/Detection Channels/Detection Channel 9/ - Detector Gain B/C 2	0.0
Series 2 Recording/Tracks/Track 1/Detection Channels/Detection Channel 9/ - Detector Name	PmtSPI1/
Series 2 Recording/Tracks/Track 1/Detection Channels/Detection Channel 9/ - Dye Folder	b
Series 2 Recording/Tracks/Track 1/Detection Channels/Detection Channel 9/ - Dye Name	b
Series 2 Recording/Tracks/Track 1/Detection Channels/Detection Channel 9/ - Integrator Name	IntegratorSPI
Series 2 Recording/Tracks/Track 1/Detection Channels/Detection Channel 9/ - Pinhole Diameter	162.0
Series 2 Recording/Tracks/Track 1/Detection Channels/Detection Channel 9/ - Pinhole Name	PH1O
Series 2 Recording/Tracks/Track 1/Detection Channels/Detection Channel 9/ - SPI Wavelength End	753.73
Series 2 Recording/Tracks/Track 1/Detection Channels/Detection Channel 9/ - SPI Wavelength Start	411.33
Series 2 Recording/Tracks/Track 1/Detection Channels/Detection Channel 9/ - Spectral Scan Channels	32
Series 2 Recording/Tracks/Track 1/Detection Channels/Detection Channel 9/ - null	575.0
Series 2 Recording/Tracks/Track 1/Illumination Channels/ - null	0.0
Series 2 Recording/Tracks/Track 1/Illumination Channels/Illumination Channel 1/ - Acquire	0
Series 2 Recording/Tracks/Track 1/Illumination Channels/Illumination Channel 1/ - Name	633
Series 2 Recording/Tracks/Track 1/Illumination Channels/Illumination Channel 1/ - Power	0.1
Series 2 Recording/Tracks/Track 1/Illumination Channels/Illumination Channel 1/ - Power B/C 1	0.1
Series 2 Recording/Tracks/Track 1/Illumination Channels/Illumination Channel 1/ - Power B/C 2	0.1
Series 2 Recording/Tracks/Track 1/Illumination Channels/Illumination Channel 1/ - Wavelength	633.0
Series 2 Recording/Tracks/Track 1/Illumination Channels/Illumination Channel 1/ - null	FW12
Series 2 Recording/Tracks/Track 1/Illumination Channels/Illumination Channel 2/ - Acquire	0
Series 2 Recording/Tracks/Track 1/Illumination Channels/Illumination Channel 2/ - Name	458Q
Series 2 Recording/Tracks/Track 1/Illumination Channels/Illumination Channel 2/ - Power	0.1
Series 2 Recording/Tracks/Track 1/Illumination Channels/Illumination Channel 2/ - Power B/C 1	0.1
Series 2 Recording/Tracks/Track 1/Illumination Channels/Illumination Channel 2/ - Power B/C 2	0.1
Series 2 Recording/Tracks/Track 1/Illumination Channels/Illumination Channel 2/ - Wavelength	458.0
Series 2 Recording/Tracks/Track 1/Illumination Channels/Illumination Channel 2/ - null	0.1
Series 2 Recording/Tracks/Track 1/Illumination Channels/Illumination Channel 3/ - Acquire	0
Series 2 Recording/Tracks/Track 1/Illumination Channels/Illumination Channel 3/ - Name	488
Series 2 Recording/Tracks/Track 1/Illumination Channels/Illumination Channel 3/ - Power	0.1
Series 2 Recording/Tracks/Track 1/Illumination Channels/Illumination Channel 3/ - Power B/C 1	0.1
Series 2 Recording/Tracks/Track 1/Illumination Channels/Illumination Channel 3/ - Power B/C 2	0.1
Series 2 Recording/Tracks/Track 1/Illumination Channels/Illumination Channel 3/ - Wavelength	488.0
Series 2 Recording/Tracks/Track 1/Illumination Channels/Illumination Channel 3/ - null	0.1
Series 2 Recording/Tracks/Track 1/Illumination Channels/Illumination Channel 4/ - Acquire	0
Series 2 Recording/Tracks/Track 1/Illumination Channels/Illumination Channel 4/ - Name	514P
Series 2 Recording/Tracks/Track 1/Illumination Channels/Illumination Channel 4/ - Power	0.1
Series 2 Recording/Tracks/Track 1/Illumination Channels/Illumination Channel 4/ - Power B/C 1	0.1
Series 2 Recording/Tracks/Track 1/Illumination Channels/Illumination Channel 4/ - Power B/C 2	0.1
Series 2 Recording/Tracks/Track 1/Illumination Channels/Illumination Channel 4/ - Wavelength	514.0
Series 2 Recording/Tracks/Track 1/Illumination Channels/Illumination Channel 4/ - null	0.1
Series 2 Recording/Tracks/Track 1/Illumination Channels/Illumination Channel 5/ - Acquire	0
Series 2 Recording/Tracks/Track 1/Illumination Channels/Illumination Channel 5/ - Name	543g
Series 2 Recording/Tracks/Track 1/Illumination Channels/Illumination Channel 5/ - Power	0.1
Series 2 Recording/Tracks/Track 1/Illumination Channels/Illumination Channel 5/ - Power B/C 1	0.1
Series 2 Recording/Tracks/Track 1/Illumination Channels/Illumination Channel 5/ - Power B/C 2	0.1
Series 2 Recording/Tracks/Track 1/Illumination Channels/Illumination Channel 5/ - Wavelength	543.0
Series 2 Recording/Tracks/Track 1/Illumination Channels/Illumination Channel 5/ - null	0.1
Series 2 Recording/Tracks/Track 1/Illumination Channels/Illumination Channel 6/ - Acquire	0
Series 2 Recording/Tracks/Track 1/Illumination Channels/Illumination Channel 6/ - Name	4055
Series 2 Recording/Tracks/Track 1/Illumination Channels/Illumination Channel 6/ - Power	0.1
Series 2 Recording/Tracks/Track 1/Illumination Channels/Illumination Channel 6/ - Power B/C 1	0.1
Series 2 Recording/Tracks/Track 1/Illumination Channels/Illumination Channel 6/ - Power B/C 2	0.1
Series 2 Recording/Tracks/Track 1/Illumination Channels/Illumination Channel 6/ - Wavelength	405.0
Series 2 Recording/Tracks/Track 1/Illumination Channels/Illumination Channel 6/ - null	0.1
Series 2 Recording/Tracks/Track 1/Illumination Channels/Illumination Channel 7/ - Acquire	0
Series 2 Recording/Tracks/Track 1/Illumination Channels/Illumination Channel 7/ - Name	HAL
Series 2 Recording/Tracks/Track 1/Illumination Channels/Illumination Channel 7/ - Power	0.0
Series 2 Recording/Tracks/Track 1/Illumination Channels/Illumination Channel 7/ - Power B/C 1	0.0
Series 2 Recording/Tracks/Track 1/Illumination Channels/Illumination Channel 7/ - Power B/C 2	0.0
Series 2 Recording/Tracks/Track 1/Illumination Channels/Illumination Channel 7/ - Wavelength	0.0
Series 2 Recording/Tracks/Track 1/Illumination Channels/Illumination Channel 7/ - null	0.1
Series 2 ScanType	x-y-z scan
Series 2 SpectralScan	no spectral scan
Series 2 StructureSize	512
Series 2 ThumbnailX	128
Series 2 ThumbnailY	128
Series 2 TimeInterval	1.0
Series 2 ToolbarFlags	0
Series 2 VoxelSizeX	1.7995371783466279
Series 2 VoxelSizeY	1.7995371783466279
Series 2 VoxelSizeZ	1.0
Series 3 - null	None
Series 3 ChannelName0	ChS1-T1
Series 3 DataType	8 bit unsigned integer
Series 3 DataType2	original scan data
Series 3 DimensionChannels	3
Series 3 DimensionX	512
Series 3 DimensionY	512
Series 3 DimensionZ	1
Series 3 DisplayAspectTime	1.0
Series 3 DisplayAspectX	1.0
Series 3 DisplayAspectY	1.0
Series 3 DisplayAspectZ	1.0
Series 3 MagicNumber	67127628
Series 3 OriginX	0.0
Series 3 OriginY	0.0
Series 3 OriginZ	0.0
Series 3 Recording/ - Camera Binning	0
Series 3 Recording/ - Camera Frame Height	2
Series 3 Recording/ - Camera Frame Width	4
Series 3 Recording/ - Camera Offset X	0.0
Series 3 Recording/ - Camera Offset Y	0.0
Series 3 Recording/ - Camera Supersampling	0
Series 3 Recording/ - Images Height	512
Series 3 Recording/ - Images Width	512
Series 3 Recording/ - Interpolation Y	1
Series 3 Recording/ - Line Spacing	1.7995371783466279
Series 3 Recording/ - Lines Per Plane	512
Series 3 Recording/ - Linescan XY Size	512
Series 3 Recording/ - Name	FCbSwt2_
Series 3 Recording/ - Number of Channels	3
Series 3 Recording/ - Number of Planes	1
Series 3 Recording/ - Number of Stacks	1
Series 3 Recording/ - Objective	Plan-Neofluar 10x/0.3
Series 3 Recording/ - Original Scan Data	0
Series 3 Recording/ - Plane Height	921.3630353134735
Series 3 Recording/ - Plane Spacing	1.0
Series 3 Recording/ - Plane Width	921.3630353134735
Series 3 Recording/ - Planes Per Volume	1
Series 3 Recording/ - Position B/C Contrast 1	15748.299999999985
Series 3 Recording/ - Position B/C Contrast 2	15748.299999999985
Series 3 Recording/ - Precession	0.0
Series 3 Recording/ - Rotation	0.0
Series 3 Recording/ - Sample 0Time	40003.39385199074
Series 3 Recording/ - Sample 0X	0.0
Series 3 Recording/ - Sample 0Y	0.0
Series 3 Recording/ - Sample 0Z	0.0
Series 3 Recording/ - Sample Spacing	1.7995371783466279
Series 3 Recording/ - Samples Per Line	512
Series 3 Recording/ - Scan Direction	0
Series 3 Recording/ - Scan Mode	Plane
Series 3 Recording/ - Scan Type	unused
Series 3 Recording/ - Special Scan Mode	NoSpecialMode
Series 3 Recording/ - Start Scan Event	0
Series 3 Recording/ - Start Scan Time	0.0
Series 3 Recording/ - Start Scan Trigger In	None
Series 3 Recording/ - Start Scan Trigger Out	None
Series 3 Recording/ - Stop Scan Event	0
Series 3 Recording/ - Stop Scan Time	0.0
Series 3 Recording/ - Stop Scan Trigger In	None
Series 3 Recording/ - Stop Scan Trigger Out	None
Series 3 Recording/ - Time Series	0
Series 3 Recording/ - Use B/C Correction	0
Series 3 Recording/ - Use ROIs	0
Series 3 Recording/ - Use Reduced Memory ROIs	0
Series 3 Recording/ - User	ametz
Series 3 Recording/ - Volume Depth	0.0
Series 3 Recording/ - Zoom X	1.0
Series 3 Recording/ - Zoom Y	1.0
Series 3 Recording/ - Zoom Z	1.0
Series 3 Recording/ - null	None
Series 3 Recording/Lasers/ - null	0.0
Series 3 Recording/Lasers/Laser 1/ - Acquire	-1
Series 3 Recording/Lasers/Laser 1/ - Name	Laser Diode 405-
Series 3 Recording/Lasers/Laser 1/ - Power	25.0
Series 3 Recording/Lasers/Laser 1/ - null	0.0
Series 3 Recording/Lasers/Laser 2/ - Acquire	-1
Series 3 Recording/Lasers/Laser 2/ - Name	Argon/20
Series 3 Recording/Lasers/Laser 2/ - Power	7.5
Series 3 Recording/Lasers/Laser 2/ - null	25.0
Series 3 Recording/Lasers/Laser 3/ - Acquire	-1
Series 3 Recording/Lasers/Laser 3/ - Name	HeNe1
Series 3 Recording/Lasers/Laser 3/ - Power	1.0
Series 3 Recording/Lasers/Laser 3/ - null	7.5
Series 3 Recording/Lasers/Laser 4/ - Acquire	0
Series 3 Recording/Lasers/Laser 4/ - Name	HeNe2,
Series 3 Recording/Lasers/Laser 4/ - Power	0.0
Series 3 Recording/Lasers/Laser 4/ - null	1.0
Series 3 Recording/Markers/ - null	None
Series 3 Recording/Markers/Marker 1/ - Name	Marker1
Series 3 Recording/Markers/Marker 1/ - Trigger In	None
Series 3 Recording/Markers/Marker 1/ - Trigger Out	None
Series 3 Recording/Markers/Marker 1/ - null	0
Series 3 Recording/Markers/Marker 2/ - Name	Marker2
Series 3 Recording/Markers/Marker 2/ - Trigger In	None
Series 3 Recording/Markers/Marker 2/ - Trigger Out	None

Series 3 Recording/Markers/Marker 2/ - null	None
Series 3 Recording/Markers/Marker 3/ - Name	Marker3
Series 3 Recording/Markers/Marker 3/ - Trigger In	None
Series 3 Recording/Markers/Marker 3/ - Trigger Out	None
Series 3 Recording/Markers/Marker 3/ - null	None

Series 3 Recording/Markers/Marker 4/ - Name	Marker4
Series 3 Recording/Markers/Marker 4/ - Trigger In	None
Series 3 Recording/Markers/Marker 4/ - Trigger Out	None
Series 3 Recording/Markers/Marker 4/ - null	None
Series 3 Recording/Markers/Marker 5/ - Name	Marker5
Series 3 Recording/Markers/Marker 5/ - Trigger In	None
Series 3 Recording/Markers/Marker 5/ - Trigger Out	None
Series 3 Recording/Markers/Marker 5/ - null	None
Series 3 Recording/Markers/Marker 6/ - Description	s
Series 3 Recording/Markers/Marker 6/ - Name	Marker6
Series 3 Recording/Markers/Marker 6/ - Trigger In	None
Series 3 Recording/Markers/Marker 6/ - Trigger Out	None
Series 3 Recording/Markers/Marker 6/ - null	None
Series 3 Recording/Markers/Marker 7/ - Name	Marker7
Series 3 Recording/Markers/Marker 7/ - Trigger In	None
Series 3 Recording/Markers/Marker 7/ - Trigger Out	None
Series 3 Recording/Markers/Marker 7/ - null	None
Series 3 Recording/Timers/ - null	0
Series 3 Recording/Timers/Timer 1/ - Interval	1.0
Series 3 Recording/Timers/Timer 1/ - Name	Timer1!
Series 3 Recording/Timers/Timer 1/ - Trigger In	None
Series 3 Recording/Timers/Timer 1/ - Trigger Out	None
Series 3 Recording/Timers/Timer 1/ - null	0
Series 3 Recording/Timers/Timer 2/ - Interval	0.0
Series 3 Recording/Timers/Timer 2/ - Name	Timer2
Series 3 Recording/Timers/Timer 2/ - Trigger In	None
Series 3 Recording/Timers/Timer 2/ - Trigger Out	None
Series 3 Recording/Timers/Timer 2/ - null	0
Series 3 Recording/Timers/Timer 3/ - Interval	0.0
Series 3 Recording/Timers/Timer 3/ - Name	Timer3
Series 3 Recording/Timers/Timer 3/ - Trigger In	NoneO
Series 3 Recording/Timers/Timer 3/ - Trigger Out	None

Series 3 Recording/Timers/Timer 3/ - null	0
Series 3 Recording/Timers/Timer 4/ - Interval	0.0
Series 3 Recording/Timers/Timer 4/ - Name	Timer4
Series 3 Recording/Timers/Timer 4/ - Trigger In	None
Series 3 Recording/Timers/Timer 4/ - Trigger Out	None
Series 3 Recording/Timers/Timer 4/ - null	0
Series 3 Recording/Timers/Timer 5/ - Interval	0.0
Series 3 Recording/Timers/Timer 5/ - Name	Timer5
Series 3 Recording/Timers/Timer 5/ - Trigger In	None
Series 3 Recording/Timers/Timer 5/ - Trigger Out	None
Series 3 Recording/Timers/Timer 5/ - null	0
Series 3 Recording/Timers/Timer 6/ - Interval	0.0
Series 3 Recording/Timers/Timer 6/ - Name	Timer6
Series 3 Recording/Timers/Timer 6/ - Trigger In	None
Series 3 Recording/Timers/Timer 6/ - Trigger Out	None
Series 3 Recording/Timers/Timer 6/ - null	0
Series 3 Recording/Tracks/ - null	0.0
Series 3 Recording/Tracks/Track 1/ - Acquire	0
Series 3 Recording/Tracks/Track 1/ - Bleach After Scan Number	0
Series 3 Recording/Tracks/Track 1/ - Bleach Count	1
Series 3 Recording/Tracks/Track 1/ - Bleach Position Z	0.0
Series 3 Recording/Tracks/Track 1/ - Bleach Scan Number	1
Series 3 Recording/Tracks/Track 1/ - Collimator 1 Name	IR/Vis
Series 3 Recording/Tracks/Track 1/ - Collimator 1 Position	1
Series 3 Recording/Tracks/Track 1/ - Collimator 2 Name	UV/VisG
Series 3 Recording/Tracks/Track 1/ - Collimator 2 Position	52
Series 3 Recording/Tracks/Track 1/ - Condensor Aperture	0.0
Series 3 Recording/Tracks/Track 1/ - Condensor Frontlens	0
Series 3 Recording/Tracks/Track 1/ - Condensor Revolver	%
Series 3 Recording/Tracks/Track 1/ - Enable Spot Bleach Pos	0
Series 3 Recording/Tracks/Track 1/ - Field Stop Value	98.27235772357723
Series 3 Recording/Tracks/Track 1/ - ID Condensor Aperture	F
Series 3 Recording/Tracks/Track 1/ - ID Condensor Frontlens	Z
Series 3 Recording/Tracks/Track 1/ - ID Condensor Revolver	_
Series 3 Recording/Tracks/Track 1/ - ID Field Stop	LFB1y
Series 3 Recording/Tracks/Track 1/ - ID Transmission 1	1.0
Series 3 Recording/Tracks/Track 1/ - ID Transmission 2	1.0
Series 3 Recording/Tracks/Track 1/ - ID Transmission Filter 1	FWVirtual
Series 3 Recording/Tracks/Track 1/ - ID Transmission Filter 2	?
Series 3 Recording/Tracks/Track 1/ - Is Bleach Track	0
Series 3 Recording/Tracks/Track 1/ - Is Ratio Track	0
Series 3 Recording/Tracks/Track 1/ - Multiplex Order	4
Series 3 Recording/Tracks/Track 1/ - Multiplex Type	1
Series 3 Recording/Tracks/Track 1/ - Name	LambdaP
Series 3 Recording/Tracks/Track 1/ - Pixel Time	12.79999992220837
Series 3 Recording/Tracks/Track 1/ - Repeat Bleach	0
Series 3 Recording/Tracks/Track 1/ - SPI Center Wavelength	582.53
Series 3 Recording/Tracks/Track 1/ - Sampling Method	1
Series 3 Recording/Tracks/Track 1/ - Sampling Mode	1
Series 3 Recording/Tracks/Track 1/ - Sampling Number	4
Series 3 Recording/Tracks/Track 1/ - Spot Bleach Position X	0.0
Series 3 Recording/Tracks/Track 1/ - Spot Bleach Position Y	0.0
Series 3 Recording/Tracks/Track 1/ - Trigger In	None6
Series 3 Recording/Tracks/Track 1/ - Trigger Out	None
Series 3 Recording/Tracks/Track 1/ - null	0.0
Series 3 Recording/Tracks/Track 1/Beam Splitters/ - null	FW1
Series 3 Recording/Tracks/Track 1/Beam Splitters/Beam Splitter 1/ - Filter	HFT 405/488/543
Series 3 Recording/Tracks/Track 1/Beam Splitters/Beam Splitter 1/ - Filter Set	HT
Series 3 Recording/Tracks/Track 1/Beam Splitters/Beam Splitter 1/ - Name	HT
Series 3 Recording/Tracks/Track 1/Beam Splitters/Beam Splitter 1/ - null	575.0
Series 3 Recording/Tracks/Track 1/Beam Splitters/Beam Splitter 2/ - Filter	None
Series 3 Recording/Tracks/Track 1/Beam Splitters/Beam Splitter 2/ - Filter Set	NT1
Series 3 Recording/Tracks/Track 1/Beam Splitters/Beam Splitter 2/ - Name	NT1
Series 3 Recording/Tracks/Track 1/Beam Splitters/Beam Splitter 2/ - null	HT
Series 3 Recording/Tracks/Track 1/Beam Splitters/Beam Splitter 3/ - Filter	NFT 490
Series 3 Recording/Tracks/Track 1/Beam Splitters/Beam Splitter 3/ - Filter Set	NT2
Series 3 Recording/Tracks/Track 1/Beam Splitters/Beam Splitter 3/ - Name	NT2U
Series 3 Recording/Tracks/Track 1/Beam Splitters/Beam Splitter 3/ - null	NT1
Series 3 Recording/Tracks/Track 1/Beam Splitters/Beam Splitter 4/ - Filter	None_
Series 3 Recording/Tracks/Track 1/Beam Splitters/Beam Splitter 4/ - Filter Set	NT3^
Series 3 Recording/Tracks/Track 1/Beam Splitters/Beam Splitter 4/ - Name	NT38
Series 3 Recording/Tracks/Track 1/Beam Splitters/Beam Splitter 4/ - null	NT2U
Series 3 Recording/Tracks/Track 1/Beam Splitters/Beam Splitter 5/ - Filter	None
Series 3 Recording/Tracks/Track 1/Beam Splitters/Beam Splitter 5/ - Filter Set	FW1
Series 3 Recording/Tracks/Track 1/Beam Splitters/Beam Splitter 5/ - Name	FW1
Series 3 Recording/Tracks/Track 1/Beam Splitters/Beam Splitter 5/ - null	NT38
Series 3 Recording/Tracks/Track 1/Data Channels/ - null	0.0
Series 3 Recording/Tracks/Track 1/Data Channels/Data Channel 1/ - Acquire	-1
Series 3 Recording/Tracks/Track 1/Data Channels/Data Channel 1/ - Bits Per Sample	8
Series 3 Recording/Tracks/Track 1/Data Channels/Data Channel 1/ - Color	10026752
Series 3 Recording/Tracks/Track 1/Data Channels/Data Channel 1/ - Name	Ch3
Series 3 Recording/Tracks/Track 1/Data Channels/Data Channel 1/ - Ratio Channel 1	Ch1
Series 3 Recording/Tracks/Track 1/Data Channels/Data Channel 1/ - Ratio Channel 2	Ch1
Series 3 Recording/Tracks/Track 1/Data Channels/Data Channel 1/ - Ratio Const. 1	0.0
Series 3 Recording/Tracks/Track 1/Data Channels/Data Channel 1/ - Ratio Const. 2	0.0
Series 3 Recording/Tracks/Track 1/Data Channels/Data Channel 1/ - Ratio Const. 3	1.0
Series 3 Recording/Tracks/Track 1/Data Channels/Data Channel 1/ - Ratio Const. 4	0.0
Series 3 Recording/Tracks/Track 1/Data Channels/Data Channel 1/ - Ratio Const. 5	1.0
Series 3 Recording/Tracks/Track 1/Data Channels/Data Channel 1/ - Ratio Const. 6	0.0
Series 3 Recording/Tracks/Track 1/Data Channels/Data Channel 1/ - Ratio First Images 1	-1
Series 3 Recording/Tracks/Track 1/Data Channels/Data Channel 1/ - Ratio First Images 2	-1
Series 3 Recording/Tracks/Track 1/Data Channels/Data Channel 1/ - Ratio Track 1	0
Series 3 Recording/Tracks/Track 1/Data Channels/Data Channel 1/ - Ratio Track 2	0
Series 3 Recording/Tracks/Track 1/Data Channels/Data Channel 1/ - Ratio Type	0
Series 3 Recording/Tracks/Track 1/Data Channels/Data Channel 1/ - Sample Type	1
Series 3 Recording/Tracks/Track 1/Data Channels/Data Channel 1/ - Spectrum	-1.0000 -1.0000 -1.0000 -1.0000 -1.0000 -1.0000 -1.0000 -1.0000 -1.0000 -1.0000 -1.0000 -1.0000 -1.0000 -1.0000 -1.0000 -1.0000 -1.0000 -1.0000 -1.0000 -1.0000 -1.0000 -1.0000 -1.0000 -1.0000 -1.0000 -1.0000 -1.0000 -1.0000 -1.0000 -1.0000 -1.0000 -1.0000 1.0000 0.0000
Series 3 Recording/Tracks/Track 1/Data Channels/Data Channel 1/ - null	0
Series 3 Recording/Tracks/Track 1/Detection Channels/ - null	575.0
Series 3 Recording/Tracks/Track 1/Detection Channels/Detection Channel 10/ - Acquire	-1
Series 3 Recording/Tracks/Track 1/Detection Channels/Detection Channel 10/ - Amplifier Gain	1.0
Series 3 Recording/Tracks/Track 1/Detection Channels/Detection Channel 10/ - Amplifier Gain B/C 1	1.0
Series 3 Recording/Tracks/Track 1/Detection Channels/Detection Channel 10/ - Amplifier Gain B/C 2	1.0
Series 3 Recording/Tracks/Track 1/Detection Channels/Detection Channel 10/ - Amplifier Offset	0.1
Series 3 Recording/Tracks/Track 1/Detection Channels/Detection Channel 10/ - Amplifier Offset B/C 1	0.1
Series 3 Recording/Tracks/Track 1/Detection Channels/Detection Channel 10/ - Amplifier Offset B/C 2	0.1
Series 3 Recording/Tracks/Track 1/Detection Channels/Detection Channel 10/ - Detection Channel Name	ChS
Series 3 Recording/Tracks/Track 1/Detection Channels/Detection Channel 10/ - Detector Gain	836.6568914956013
Series 3 Recording/Tracks/Track 1/Detection Channels/Detection Channel 10/ - Detector Gain B/C 1	0.0
Series 3 Recording/Tracks/Track 1/Detection Channels/Detection Channel 10/ - Detector Gain B/C 2	0.0
Series 3 Recording/Tracks/Track 1/Detection Channels/Detection Channel 10/ - Detector Name	PmtSPI1
Series 3 Recording/Tracks/Track 1/Detection Channels/Detection Channel 10/ - Dye Folder	Y
Series 3 Recording/Tracks/Track 1/Detection Channels/Detection Channel 10/ - Dye Name	l
Series 3 Recording/Tracks/Track 1/Detection Channels/Detection Channel 10/ - Integrator Name	,
Series 3 Recording/Tracks/Track 1/Detection Channels/Detection Channel 10/ - Pinhole Diameter	162.0
Series 3 Recording/Tracks/Track 1/Detection Channels/Detection Channel 10/ - Pinhole Name	PH1
Series 3 Recording/Tracks/Track 1/Detection Channels/Detection Channel 10/ - SPI Wavelength End	753.73
Series 3 Recording/Tracks/Track 1/Detection Channels/Detection Channel 10/ - SPI Wavelength Start	411.33
Series 3 Recording/Tracks/Track 1/Detection Channels/Detection Channel 10/ - Spectral Scan Channels	32
Series 3 Recording/Tracks/Track 1/Detection Channels/Detection Channel 10/ - null	575.0
Series 3 Recording/Tracks/Track 1/Detection Channels/Detection Channel 11/ - Acquire	0
Series 3 Recording/Tracks/Track 1/Detection Channels/Detection Channel 11/ - Amplifier Gain	1.0
Series 3 Recording/Tracks/Track 1/Detection Channels/Detection Channel 11/ - Amplifier Gain B/C 1	1.0
Series 3 Recording/Tracks/Track 1/Detection Channels/Detection Channel 11/ - Amplifier Gain B/C 2	1.0
Series 3 Recording/Tracks/Track 1/Detection Channels/Detection Channel 11/ - Amplifier Offset	0.1
Series 3 Recording/Tracks/Track 1/Detection Channels/Detection Channel 11/ - Amplifier Offset B/C 1	0.1
Series 3 Recording/Tracks/Track 1/Detection Channels/Detection Channel 11/ - Amplifier Offset B/C 2	0.1
Series 3 Recording/Tracks/Track 1/Detection Channels/Detection Channel 11/ - Detection Channel Name	Ch2B
Series 3 Recording/Tracks/Track 1/Detection Channels/Detection Channel 11/ - Detector Gain	715.686274509804
Series 3 Recording/Tracks/Track 1/Detection Channels/Detection Channel 11/ - Detector Gain B/C 1	0.0
Series 3 Recording/Tracks/Track 1/Detection Channels/Detection Channel 11/ - Detector Gain B/C 2	0.0
Series 3 Recording/Tracks/Track 1/Detection Channels/Detection Channel 11/ - Detector Name	Pmt2
Series 3 Recording/Tracks/Track 1/Detection Channels/Detection Channel 11/ - Dye Folder	(
Series 3 Recording/Tracks/Track 1/Detection Channels/Detection Channel 11/ - Dye Name	W
Series 3 Recording/Tracks/Track 1/Detection Channels/Detection Channel 11/ - Filter Name	BP 420-480P
Series 3 Recording/Tracks/Track 1/Detection Channels/Detection Channel 11/ - Filter Set Name	EF2d
Series 3 Recording/Tracks/Track 1/Detection Channels/Detection Channel 11/ - Integrator Name	t
Series 3 Recording/Tracks/Track 1/Detection Channels/Detection Channel 11/ - Pinhole Diameter	57.0
Series 3 Recording/Tracks/Track 1/Detection Channels/Detection Channel 11/ - Pinhole Name	PH2+
Series 3 Recording/Tracks/Track 1/Detection Channels/Detection Channel 11/ - SPI Wavelength End	735.0
Series 3 Recording/Tracks/Track 1/Detection Channels/Detection Channel 11/ - SPI Wavelength Start	415.0
Series 3 Recording/Tracks/Track 1/Detection Channels/Detection Channel 11/ - Spectral Scan Channels	32
Series 3 Recording/Tracks/Track 1/Detection Channels/Detection Channel 11/ - null	575.0
Series 3 Recording/Tracks/Track 1/Detection Channels/Detection Channel 12/ - Acquire	0
Series 3 Recording/Tracks/Track 1/Detection Channels/Detection Channel 12/ - Amplifier Gain	1.0
Series 3 Recording/Tracks/Track 1/Detection Channels/Detection Channel 12/ - Amplifier Gain B/C 1	1.0
Series 3 Recording/Tracks/Track 1/Detection Channels/Detection Channel 12/ - Amplifier Gain B/C 2	1.0
Series 3 Recording/Tracks/Track 1/Detection Channels/Detection Channel 12/ - Amplifier Offset	0.1
Series 3 Recording/Tracks/Track 1/Detection Channels/Detection Channel 12/ - Amplifier Offset B/C 1	0.1
Series 3 Recording/Tracks/Track 1/Detection Channels/Detection Channel 12/ - Amplifier Offset B/C 2	0.1
Series 3 Recording/Tracks/Track 1/Detection Channels/Detection Channel 12/ - Detection Channel Name	Ch3
Series 3 Recording/Tracks/Track 1/Detection Channels/Detection Channel 12/ - Detector Gain	1029.4117647058822
Series 3 Recording/Tracks/Track 1/Detection Channels/Detection Channel 12/ - Detector Gain B/C 1	0.0
Series 3 Recording/Tracks/Track 1/Detection Channels/Detection Channel 12/ - Detector Gain B/C 2	0.0
Series 3 Recording/Tracks/Track 1/Detection Channels/Detection Channel 12/ - Detector Name	Pmt3B
Series 3 Recording/Tracks/Track 1/Detection Channels/Detection Channel 12/ - Dye Folder	.
Series 3 Recording/Tracks/Track 1/Detection Channels/Detection Channel 12/ - Dye Name	/
Series 3 Recording/Tracks/Track 1/Detection Channels/Detection Channel 12/ - Filter Name	BP 505-530
Series 3 Recording/Tracks/Track 1/Detection Channels/Detection Channel 12/ - Filter Set Name	EF3
Series 3 Recording/Tracks/Track 1/Detection Channels/Detection Channel 12/ - Pinhole Diameter	66.0
Series 3 Recording/Tracks/Track 1/Detection Channels/Detection Channel 12/ - Pinhole Name	PH3
Series 3 Recording/Tracks/Track 1/Detection Channels/Detection Channel 12/ - SPI Wavelength End	735.0
Series 3 Recording/Tracks/Track 1/Detection Channels/Detection Channel 12/ - SPI Wavelength Start	415.0
Series 3 Recording/Tracks/Track 1/Detection Channels/Detection Channel 12/ - Spectral Scan Channels	32
Series 3 Recording/Tracks/Track 1/Detection Channels/Detection Channel 12/ - null	575.0
Series 3 Recording/Tracks/Track 1/Detection Channels/Detection Channel 13/ - Acquire	0
Series 3 Recording/Tracks/Track 1/Detection Channels/Detection Channel 13/ - Amplifier Gain	1.0
Series 3 Recording/Tracks/Track 1/Detection Channels/Detection Channel 13/ - Amplifier Gain B/C 1	1.0
Series 3 Recording/Tracks/Track 1/Detection Channels/Detection Channel 13/ - Amplifier Gain B/C 2	1.0
Series 3 Recording/Tracks/Track 1/Detection Channels/Detection Channel 13/ - Amplifier Offset	0.1
Series 3 Recording/Tracks/Track 1/Detection Channels/Detection Channel 13/ - Amplifier Offset B/C 1	0.1
Series 3 Recording/Tracks/Track 1/Detection Channels/Detection Channel 13/ - Amplifier Offset B/C 2	0.1
Series 3 Recording/Tracks/Track 1/Detection Channels/Detection Channel 13/ - Detection Channel Name	ChD
Series 3 Recording/Tracks/Track 1/Detection Channels/Detection Channel 13/ - Detector Gain	78.43137254901961
Series 3 Recording/Tracks/Track 1/Detection Channels/Detection Channel 13/ - Detector Gain B/C 1	0.0
Series 3 Recording/Tracks/Track 1/Detection Channels/Detection Channel 13/ - Detector Gain B/C 2	0.0
Series 3 Recording/Tracks/Track 1/Detection Channels/Detection Channel 13/ - Detector Name	PmtD
Series 3 Recording/Tracks/Track 1/Detection Channels/Detection Channel 13/ - Dye Folder	}
Series 3 Recording/Tracks/Track 1/Detection Channels/Detection Channel 13/ - Dye Name	a
Series 3 Recording/Tracks/Track 1/Detection Channels/Detection Channel 13/ - Integrator Name	IntegratorD
Series 3 Recording/Tracks/Track 1/Detection Channels/Detection Channel 13/ - Pinhole Diameter	0.0
Series 3 Recording/Tracks/Track 1/Detection Channels/Detection Channel 13/ - Pinhole Name	Z
Series 3 Recording/Tracks/Track 1/Detection Channels/Detection Channel 13/ - SPI Wavelength End	735.0
Series 3 Recording/Tracks/Track 1/Detection Channels/Detection Channel 13/ - SPI Wavelength Start	415.0
Series 3 Recording/Tracks/Track 1/Detection Channels/Detection Channel 13/ - Spectral Scan Channels	32
Series 3 Recording/Tracks/Track 1/Detection Channels/Detection Channel 13/ - null	575.0
Series 3 Recording/Tracks/Track 1/Detection Channels/Detection Channel 2/ - Acquire	0
Series 3 Recording/Tracks/Track 1/Detection Channels/Detection Channel 2/ - Amplifier Gain	1.0
Series 3 Recording/Tracks/Track 1/Detection Channels/Detection Channel 2/ - Amplifier Gain B/C 1	1.0
Series 3 Recording/Tracks/Track 1/Detection Channels/Detection Channel 2/ - Amplifier Gain B/C 2	1.0
Series 3 Recording/Tracks/Track 1/Detection Channels/Detection Channel 2/ - Amplifier Offset	0.1
Series 3 Recording/Tracks/Track 1/Detection Channels/Detection Channel 2/ - Amplifier Offset B/C 1	0.1
Series 3 Recording/Tracks/Track 1/Detection Channels/Detection Channel 2/ - Amplifier Offset B/C 2	0.1
Series 3 Recording/Tracks/Track 1/Detection Channels/Detection Channel 2/ - Detection Channel Name	ChS1
Series 3 Recording/Tracks/Track 1/Detection Channels/Detection Channel 2/ - Detector Gain	836.6568914956013
Series 3 Recording/Tracks/Track 1/Detection Channels/Detection Channel 2/ - Detector Gain B/C 1	0.0
Series 3 Recording/Tracks/Track 1/Detection Channels/Detection Channel 2/ - Detector Gain B/C 2	0.0
Series 3 Recording/Tracks/Track 1/Detection Channels/Detection Channel 2/ - Detector Name	PmtSPI1
Series 3 Recording/Tracks/Track 1/Detection Channels/Detection Channel 2/ - Dye Folder	O
Series 3 Recording/Tracks/Track 1/Detection Channels/Detection Channel 2/ - Dye Name	t
Series 3 Recording/Tracks/Track 1/Detection Channels/Detection Channel 2/ - Integrator Name	IntegratorSPI
Series 3 Recording/Tracks/Track 1/Detection Channels/Detection Channel 2/ - Pinhole Diameter	162.0
Series 3 Recording/Tracks/Track 1/Detection Channels/Detection Channel 2/ - Pinhole Name	PH1
Series 3 Recording/Tracks/Track 1/Detection Channels/Detection Channel 2/ - SPI Wavelength End	753.73
Series 3 Recording/Tracks/Track 1/Detection Channels/Detection Channel 2/ - SPI Wavelength Start	411.33
Series 3 Recording/Tracks/Track 1/Detection Channels/Detection Channel 2/ - Spectral Scan Channels	32
Series 3 Recording/Tracks/Track 1/Detection Channels/Detection Channel 2/ - null	575.0
Series 3 Recording/Tracks/Track 1/Detection Channels/Detection Channel 3/ - Acquire	0
Series 3 Recording/Tracks/Track 1/Detection Channels/Detection Channel 3/ - Amplifier Gain	1.0
Series 3 Recording/Tracks/Track 1/Detection Channels/Detection Channel 3/ - Amplifier Gain B/C 1	1.0
Series 3 Recording/Tracks/Track 1/Detection Channels/Detection Channel 3/ - Amplifier Gain B/C 2	1.0
Series 3 Recording/Tracks/Track 1/Detection Channels/Detection Channel 3/ - Amplifier Offset	0.1
Series 3 Recording/Tracks/Track 1/Detection Channels/Detection Channel 3/ - Amplifier Offset B/C 1	0.1
Series 3 Recording/Tracks/Track 1/Detection Channels/Detection Channel 3/ - Amplifier Offset B/C 2	0.1
Series 3 Recording/Tracks/Track 1/Detection Channels/Detection Channel 3/ - Detection Channel Name	ChS2
Series 3 Recording/Tracks/Track 1/Detection Channels/Detection Channel 3/ - Detector Gain	836.6568914956013
Series 3 Recording/Tracks/Track 1/Detection Channels/Detection Channel 3/ - Detector Gain B/C 1	0.0
Series 3 Recording/Tracks/Track 1/Detection Channels/Detection Channel 3/ - Detector Gain B/C 2	0.0
Series 3 Recording/Tracks/Track 1/Detection Channels/Detection Channel 3/ - Detector Name	PmtSPI1V
Series 3 Recording/Tracks/Track 1/Detection Channels/Detection Channel 3/ - Dye Folder	4
Series 3 Recording/Tracks/Track 1/Detection Channels/Detection Channel 3/ - Dye Name	p
Series 3 Recording/Tracks/Track 1/Detection Channels/Detection Channel 3/ - Integrator Name	IntegratorSPI:
Series 3 Recording/Tracks/Track 1/Detection Channels/Detection Channel 3/ - Pinhole Diameter	162.0
Series 3 Recording/Tracks/Track 1/Detection Channels/Detection Channel 3/ - Pinhole Name	PH1?
Series 3 Recording/Tracks/Track 1/Detection Channels/Detection Channel 3/ - SPI Wavelength End	753.73
Series 3 Recording/Tracks/Track 1/Detection Channels/Detection Channel 3/ - SPI Wavelength Start	411.33
Series 3 Recording/Tracks/Track 1/Detection Channels/Detection Channel 3/ - Spectral Scan Channels	32
Series 3 Recording/Tracks/Track 1/Detection Channels/Detection Channel 3/ - null	575.0
Series 3 Recording/Tracks/Track 1/Detection Channels/Detection Channel 4/ - Acquire	0
Series 3 Recording/Tracks/Track 1/Detection Channels/Detection Channel 4/ - Amplifier Gain	1.0
Series 3 Recording/Tracks/Track 1/Detection Channels/Detection Channel 4/ - Amplifier Gain B/C 1	1.0
Series 3 Recording/Tracks/Track 1/Detection Channels/Detection Channel 4/ - Amplifier Gain B/C 2	1.0
Series 3 Recording/Tracks/Track 1/Detection Channels/Detection Channel 4/ - Amplifier Offset	0.1
Series 3 Recording/Tracks/Track 1/Detection Channels/Detection Channel 4/ - Amplifier Offset B/C 1	0.1
Series 3 Recording/Tracks/Track 1/Detection Channels/Detection Channel 4/ - Amplifier Offset B/C 2	0.1
Series 3 Recording/Tracks/Track 1/Detection Channels/Detection Channel 4/ - Detection Channel Name	ChS3
Series 3 Recording/Tracks/Track 1/Detection Channels/Detection Channel 4/ - Detector Gain	836.6568914956013
Series 3 Recording/Tracks/Track 1/Detection Channels/Detection Channel 4/ - Detector Gain B/C 1	0.0
Series 3 Recording/Tracks/Track 1/Detection Channels/Detection Channel 4/ - Detector Gain B/C 2	0.0
Series 3 Recording/Tracks/Track 1/Detection Channels/Detection Channel 4/ - Detector Name	PmtSPI1E
Series 3 Recording/Tracks/Track 1/Detection Channels/Detection Channel 4/ - Dye Folder	T
Series 3 Recording/Tracks/Track 1/Detection Channels/Detection Channel 4/ - Dye Name	G
Series 3 Recording/Tracks/Track 1/Detection Channels/Detection Channel 4/ - Integrator Name	IntegratorSPI
Series 3 Recording/Tracks/Track 1/Detection Channels/Detection Channel 4/ - Pinhole Diameter	162.0
Series 3 Recording/Tracks/Track 1/Detection Channels/Detection Channel 4/ - Pinhole Name	PH1V
Series 3 Recording/Tracks/Track 1/Detection Channels/Detection Channel 4/ - SPI Wavelength End	753.73
Series 3 Recording/Tracks/Track 1/Detection Channels/Detection Channel 4/ - SPI Wavelength Start	411.33
Series 3 Recording/Tracks/Track 1/Detection Channels/Detection Channel 4/ - Spectral Scan Channels	32
Series 3 Recording/Tracks/Track 1/Detection Channels/Detection Channel 4/ - null	575.0
Series 3 Recording/Tracks/Track 1/Detection Channels/Detection Channel 5/ - Acquire	0
Series 3 Recording/Tracks/Track 1/Detection Channels/Detection Channel 5/ - Amplifier Gain	1.0
Series 3 Recording/Tracks/Track 1/Detection Channels/Detection Channel 5/ - Amplifier Gain B/C 1	1.0
Series 3 Recording/Tracks/Track 1/Detection Channels/Detection Channel 5/ - Amplifier Gain B/C 2	1.0
Series 3 Recording/Tracks/Track 1/Detection Channels/Detection Channel 5/ - Amplifier Offset	0.1
Series 3 Recording/Tracks/Track 1/Detection Channels/Detection Channel 5/ - Amplifier Offset B/C 1	0.1
Series 3 Recording/Tracks/Track 1/Detection Channels/Detection Channel 5/ - Amplifier Offset B/C 2	0.1
Series 3 Recording/Tracks/Track 1/Detection Channels/Detection Channel 5/ - Detection Channel Name	ChS4
Series 3 Recording/Tracks/Track 1/Detection Channels/Detection Channel 5/ - Detector Gain	836.6568914956013
Series 3 Recording/Tracks/Track 1/Detection Channels/Detection Channel 5/ - Detector Gain B/C 1	0.0
Series 3 Recording/Tracks/Track 1/Detection Channels/Detection Channel 5/ - Detector Gain B/C 2	0.0
Series 3 Recording/Tracks/Track 1/Detection Channels/Detection Channel 5/ - Detector Name	PmtSPI1
Series 3 Recording/Tracks/Track 1/Detection Channels/Detection Channel 5/ - Dye Name	e
Series 3 Recording/Tracks/Track 1/Detection Channels/Detection Channel 5/ - Integrator Name	IntegratorSPI*
Series 3 Recording/Tracks/Track 1/Detection Channels/Detection Channel 5/ - Pinhole Diameter	162.0
Series 3 Recording/Tracks/Track 1/Detection Channels/Detection Channel 5/ - Pinhole Name	PH1
Series 3 Recording/Tracks/Track 1/Detection Channels/Detection Channel 5/ - SPI Wavelength End	753.73
Series 3 Recording/Tracks/Track 1/Detection Channels/Detection Channel 5/ - SPI Wavelength Start	411.33
Series 3 Recording/Tracks/Track 1/Detection Channels/Detection Channel 5/ - Spectral Scan Channels	32
Series 3 Recording/Tracks/Track 1/Detection Channels/Detection Channel 5/ - null	575.0
Series 3 Recording/Tracks/Track 1/Detection Channels/Detection Channel 6/ - Acquire	0
Series 3 Recording/Tracks/Track 1/Detection Channels/Detection Channel 6/ - Amplifier Gain	1.0
Series 3 Recording/Tracks/Track 1/Detection Channels/Detection Channel 6/ - Amplifier Gain B/C 1	1.0
Series 3 Recording/Tracks/Track 1/Detection Channels/Detection Channel 6/ - Amplifier Gain B/C 2	1.0
Series 3 Recording/Tracks/Track 1/Detection Channels/Detection Channel 6/ - Amplifier Offset	0.1
Series 3 Recording/Tracks/Track 1/Detection Channels/Detection Channel 6/ - Amplifier Offset B/C 1	0.1
Series 3 Recording/Tracks/Track 1/Detection Channels/Detection Channel 6/ - Amplifier Offset B/C 2	0.1
Series 3 Recording/Tracks/Track 1/Detection Channels/Detection Channel 6/ - Detection Channel Name	ChS5G
Series 3 Recording/Tracks/Track 1/Detection Channels/Detection Channel 6/ - Detector Gain	836.6568914956013
Series 3 Recording/Tracks/Track 1/Detection Channels/Detection Channel 6/ - Detector Gain B/C 1	0.0
Series 3 Recording/Tracks/Track 1/Detection Channels/Detection Channel 6/ - Detector Gain B/C 2	0.0
Series 3 Recording/Tracks/Track 1/Detection Channels/Detection Channel 6/ - Detector Name	PmtSPI1T
Series 3 Recording/Tracks/Track 1/Detection Channels/Detection Channel 6/ - Dye Folder	,
Series 3 Recording/Tracks/Track 1/Detection Channels/Detection Channel 6/ - Dye Name	1
Series 3 Recording/Tracks/Track 1/Detection Channels/Detection Channel 6/ - Integrator Name	IntegratorSPIV
Series 3 Recording/Tracks/Track 1/Detection Channels/Detection Channel 6/ - Pinhole Diameter	162.0
Series 3 Recording/Tracks/Track 1/Detection Channels/Detection Channel 6/ - Pinhole Name	PH1C
Series 3 Recording/Tracks/Track 1/Detection Channels/Detection Channel 6/ - SPI Wavelength End	753.73
Series 3 Recording/Tracks/Track 1/Detection Channels/Detection Channel 6/ - SPI Wavelength Start	411.33
Series 3 Recording/Tracks/Track 1/Detection Channels/Detection Channel 6/ - Spectral Scan Channels	32
Series 3 Recording/Tracks/Track 1/Detection Channels/Detection Channel 6/ - null	575.0
Series 3 Recording/Tracks/Track 1/Detection Channels/Detection Channel 7/ - Acquire	0
Series 3 Recording/Tracks/Track 1/Detection Channels/Detection Channel 7/ - Amplifier Gain	1.0
Series 3 Recording/Tracks/Track 1/Detection Channels/Detection Channel 7/ - Amplifier Gain B/C 1	1.0
Series 3 Recording/Tracks/Track 1/Detection Channels/Detection Channel 7/ - Amplifier Gain B/C 2	1.0
Series 3 Recording/Tracks/Track 1/Detection Channels/Detection Channel 7/ - Amplifier Offset	0.1
Series 3 Recording/Tracks/Track 1/Detection Channels/Detection Channel 7/ - Amplifier Offset B/C 1	0.1
Series 3 Recording/Tracks/Track 1/Detection Channels/Detection Channel 7/ - Amplifier Offset B/C 2	0.1
Series 3 Recording/Tracks/Track 1/Detection Channels/Detection Channel 7/ - Detection Channel Name	ChS6
Series 3 Recording/Tracks/Track 1/Detection Channels/Detection Channel 7/ - Detector Gain	836.6568914956013
Series 3 Recording/Tracks/Track 1/Detection Channels/Detection Channel 7/ - Detector Gain B/C 1	0.0
Series 3 Recording/Tracks/Track 1/Detection Channels/Detection Channel 7/ - Detector Gain B/C 2	0.0
Series 3 Recording/Tracks/Track 1/Detection Channels/Detection Channel 7/ - Detector Name	PmtSPI1
Series 3 Recording/Tracks/Track 1/Detection Channels/Detection Channel 7/ - Dye Folder	U
Series 3 Recording/Tracks/Track 1/Detection Channels/Detection Channel 7/ - Dye Name	Z
Series 3 Recording/Tracks/Track 1/Detection Channels/Detection Channel 7/ - Integrator Name	IntegratorSPI
Series 3 Recording/Tracks/Track 1/Detection Channels/Detection Channel 7/ - Pinhole Diameter	162.0
Series 3 Recording/Tracks/Track 1/Detection Channels/Detection Channel 7/ - Pinhole Name	PH1
Series 3 Recording/Tracks/Track 1/Detection Channels/Detection Channel 7/ - SPI Wavelength End	753.73
Series 3 Recording/Tracks/Track 1/Detection Channels/Detection Channel 7/ - SPI Wavelength Start	411.33
Series 3 Recording/Tracks/Track 1/Detection Channels/Detection Channel 7/ - Spectral Scan Channels	32
Series 3 Recording/Tracks/Track 1/Detection Channels/Detection Channel 7/ - null	575.0
Series 3 Recording/Tracks/Track 1/Detection Channels/Detection Channel 8/ - Acquire	0
Series 3 Recording/Tracks/Track 1/Detection Channels/Detection Channel 8/ - Amplifier Gain	1.0
Series 3 Recording/Tracks/Track 1/Detection Channels/Detection Channel 8/ - Amplifier Gain B/C 1	1.0
Series 3 Recording/Tracks/Track 1/Detection Channels/Detection Channel 8/ - Amplifier Gain B/C 2	1.0
Series 3 Recording/Tracks/Track 1/Detection Channels/Detection Channel 8/ - Amplifier Offset	0.1
Series 3 Recording/Tracks/Track 1/Detection Channels/Detection Channel 8/ - Amplifier Offset B/C 1	0.1
Series 3 Recording/Tracks/Track 1/Detection Channels/Detection Channel 8/ - Amplifier Offset B/C 2	0.1
Series 3 Recording/Tracks/Track 1/Detection Channels/Detection Channel 8/ - Detection Channel Name	ChS7K
Series 3 Recording/Tracks/Track 1/Detection Channels/Detection Channel 8/ - Detector Gain	836.6568914956013
Series 3 Recording/Tracks/Track 1/Detection Channels/Detection Channel 8/ - Detector Gain B/C 1	0.0
Series 3 Recording/Tracks/Track 1/Detection Channels/Detection Channel 8/ - Detector Gain B/C 2	0.0
Series 3 Recording/Tracks/Track 1/Detection Channels/Detection Channel 8/ - Detector Name	PmtSPI1
Series 3 Recording/Tracks/Track 1/Detection Channels/Detection Channel 8/ - Dye Folder	:
Series 3 Recording/Tracks/Track 1/Detection Channels/Detection Channel 8/ - Dye Name	F
Series 3 Recording/Tracks/Track 1/Detection Channels/Detection Channel 8/ - Integrator Name	IntegratorSPII
Series 3 Recording/Tracks/Track 1/Detection Channels/Detection Channel 8/ - Pinhole Diameter	162.0
Series 3 Recording/Tracks/Track 1/Detection Channels/Detection Channel 8/ - Pinhole Name	PH1*
Series 3 Recording/Tracks/Track 1/Detection Channels/Detection Channel 8/ - SPI Wavelength End	753.73
Series 3 Recording/Tracks/Track 1/Detection Channels/Detection Channel 8/ - SPI Wavelength Start	411.33
Series 3 Recording/Tracks/Track 1/Detection Channels/Detection Channel 8/ - Spectral Scan Channels	32
Series 3 Recording/Tracks/Track 1/Detection Channels/Detection Channel 8/ - null	575.0
Series 3 Recording/Tracks/Track 1/Detection Channels/Detection Channel 9/ - Acquire	0
Series 3 Recording/Tracks/Track 1/Detection Channels/Detection Channel 9/ - Amplifier Gain	1.0
Series 3 Recording/Tracks/Track 1/Detection Channels/Detection Channel 9/ - Amplifier Gain B/C 1	1.0
Series 3 Recording/Tracks/Track 1/Detection Channels/Detection Channel 9/ - Amplifier Gain B/C 2	1.0
Series 3 Recording/Tracks/Track 1/Detection Channels/Detection Channel 9/ - Amplifier Offset	0.1
Series 3 Recording/Tracks/Track 1/Detection Channels/Detection Channel 9/ - Amplifier Offset B/C 1	0.1
Series 3 Recording/Tracks/Track 1/Detection Channels/Detection Channel 9/ - Amplifier Offset B/C 2	0.1
Series 3 Recording/Tracks/Track 1/Detection Channels/Detection Channel 9/ - Detection Channel Name	ChS8#
Series 3 Recording/Tracks/Track 1/Detection Channels/Detection Channel 9/ - Detector Gain	836.6568914956013
Series 3 Recording/Tracks/Track 1/Detection Channels/Detection Channel 9/ - Detector Gain B/C 1	0.0
Series 3 Recording/Tracks/Track 1/Detection Channels/Detection Channel 9/ - Detector Gain B/C 2	0.0
Series 3 Recording/Tracks/Track 1/Detection Channels/Detection Channel 9/ - Detector Name	PmtSPI1O
Series 3 Recording/Tracks/Track 1/Detection Channels/Detection Channel 9/ - Dye Folder	J
Series 3 Recording/Tracks/Track 1/Detection Channels/Detection Channel 9/ - Dye Name	Z
Series 3 Recording/Tracks/Track 1/Detection Channels/Detection Channel 9/ - Integrator Name	IntegratorSPIU
Series 3 Recording/Tracks/Track 1/Detection Channels/Detection Channel 9/ - Pinhole Diameter	162.0
Series 3 Recording/Tracks/Track 1/Detection Channels/Detection Channel 9/ - Pinhole Name	PH1Z
Series 3 Recording/Tracks/Track 1/Detection Channels/Detection Channel 9/ - SPI Wavelength End	753.73
Series 3 Recording/Tracks/Track 1/Detection Channels/Detection Channel 9/ - SPI Wavelength Start	411.33
Series 3 Recording/Tracks/Track 1/Detection Channels/Detection Channel 9/ - Spectral Scan Channels	32
Series 3 Recording/Tracks/Track 1/Detection Channels/Detection Channel 9/ - null	575.0
Series 3 Recording/Tracks/Track 1/Illumination Channels/ - null	0.0
Series 3 Recording/Tracks/Track 1/Illumination Channels/Illumination Channel 1/ - Acquire	0
Series 3 Recording/Tracks/Track 1/Illumination Channels/Illumination Channel 1/ - Name	633
Series 3 Recording/Tracks/Track 1/Illumination Channels/Illumination Channel 1/ - Power	0.1
Series 3 Recording/Tracks/Track 1/Illumination Channels/Illumination Channel 1/ - Power B/C 1	0.1
Series 3 Recording/Tracks/Track 1/Illumination Channels/Illumination Channel 1/ - Power B/C 2	0.1
Series 3 Recording/Tracks/Track 1/Illumination Channels/Illumination Channel 1/ - Wavelength	633.0
Series 3 Recording/Tracks/Track 1/Illumination Channels/Illumination Channel 1/ - null	FW1
Series 3 Recording/Tracks/Track 1/Illumination Channels/Illumination Channel 2/ - Acquire	0
Series 3 Recording/Tracks/Track 1/Illumination Channels/Illumination Channel 2/ - Name	458
Series 3 Recording/Tracks/Track 1/Illumination Channels/Illumination Channel 2/ - Power	0.1
Series 3 Recording/Tracks/Track 1/Illumination Channels/Illumination Channel 2/ - Power B/C 1	0.1
Series 3 Recording/Tracks/Track 1/Illumination Channels/Illumination Channel 2/ - Power B/C 2	0.1
Series 3 Recording/Tracks/Track 1/Illumination Channels/Illumination Channel 2/ - Wavelength	458.0
Series 3 Recording/Tracks/Track 1/Illumination Channels/Illumination Channel 2/ - null	0.1
Series 3 Recording/Tracks/Track 1/Illumination Channels/Illumination Channel 3/ - Acquire	0
Series 3 Recording/Tracks/Track 1/Illumination Channels/Illumination Channel 3/ - Name	488

Series 3 Recording/Tracks/Track 1/Illumination Channels/Illumination Channel 3/ - Power	0.1
Series 3 Recording/Tracks/Track 1/Illumination Channels/Illumination Channel 3/ - Power B/C 1	0.1
Series 3 Recording/Tracks/Track 1/Illumination Channels/Illumination Channel 3/ - Power B/C 2	0.1
Series 3 Recording/Tracks/Track 1/Illumination Channels/Illumination Channel 3/ - Wavelength	488.0
Series 3 Recording/Tracks/Track 1/Illumination Channels/Illumination Channel 3/ - null	0.1
Series 3 Recording/Tracks/Track 1/Illumination Channels/Illumination Channel 4/ - Acquire	0
Series 3 Recording/Tracks/Track 1/Illumination Channels/Illumination Channel 4/ - Name	514
Series 3 Recording/Tracks/Track 1/Illumination Channels/Illumination Channel 4/ - Power	0.1
Series 3 Recording/Tracks/Track 1/Illumination Channels/Illumination Channel 4/ - Power B/C 1	0.1
Series 3 Recording/Tracks/Track 1/Illumination Channels/Illumination Channel 4/ - Power B/C 2	0.1
Series 3 Recording/Tracks/Track 1/Illumination Channels/Illumination Channel 4/ - Wavelength	514.0
Series 3 Recording/Tracks/Track 1/Illumination Channels/Illumination Channel 4/ - null	0.1
Series 3 Recording/Tracks/Track 1/Illumination Channels/Illumination Channel 5/ - Acquire	0
Series 3 Recording/Tracks/Track 1/Illumination Channels/Illumination Channel 5/ - Name	5430
Series 3 Recording/Tracks/Track 1/Illumination Channels/Illumination Channel 5/ - Power	0.1
Series 3 Recording/Tracks/Track 1/Illumination Channels/Illumination Channel 5/ - Power B/C 1	0.1
Series 3 Recording/Tracks/Track 1/Illumination Channels/Illumination Channel 5/ - Power B/C 2	0.1
Series 3 Recording/Tracks/Track 1/Illumination Channels/Illumination Channel 5/ - Wavelength	543.0
Series 3 Recording/Tracks/Track 1/Illumination Channels/Illumination Channel 5/ - null	0.1
Series 3 Recording/Tracks/Track 1/Illumination Channels/Illumination Channel 6/ - Acquire	0
Series 3 Recording/Tracks/Track 1/Illumination Channels/Illumination Channel 6/ - Name	405
Series 3 Recording/Tracks/Track 1/Illumination Channels/Illumination Channel 6/ - Power	0.1
Series 3 Recording/Tracks/Track 1/Illumination Channels/Illumination Channel 6/ - Power B/C 1	0.1
Series 3 Recording/Tracks/Track 1/Illumination Channels/Illumination Channel 6/ - Power B/C 2	0.1
Series 3 Recording/Tracks/Track 1/Illumination Channels/Illumination Channel 6/ - Wavelength	405.0
Series 3 Recording/Tracks/Track 1/Illumination Channels/Illumination Channel 6/ - null	0.1
Series 3 Recording/Tracks/Track 1/Illumination Channels/Illumination Channel 7/ - Acquire	0
Series 3 Recording/Tracks/Track 1/Illumination Channels/Illumination Channel 7/ - Name	HAL
Series 3 Recording/Tracks/Track 1/Illumination Channels/Illumination Channel 7/ - Power	0.0
Series 3 Recording/Tracks/Track 1/Illumination Channels/Illumination Channel 7/ - Power B/C 1	0.0
Series 3 Recording/Tracks/Track 1/Illumination Channels/Illumination Channel 7/ - Power B/C 2	0.0
Series 3 Recording/Tracks/Track 1/Illumination Channels/Illumination Channel 7/ - Wavelength	0.0
Series 3 Recording/Tracks/Track 1/Illumination Channels/Illumination Channel 7/ - null	0.1
Series 3 ScanType	x-y-z scan
Series 3 SpectralScan	no spectral scan
Series 3 StructureSize	512
Series 3 ThumbnailX	128
Series 3 ThumbnailY	128
Series 3 TimeInterval	1.0
Series 3 ToolbarFlags	0
Series 3 VoxelSizeX	1.7995371783466279
Series 3 VoxelSizeY	1.7995371783466279
Series 3 VoxelSizeZ	1.0
Series 4 - null	None
Series 4 ChannelName0	ChS1-T1
Series 4 DataType	8 bit unsigned integer
Series 4 DataType2	original scan data
Series 4 DimensionChannels	3
Series 4 DimensionX	512
Series 4 DimensionY	512
Series 4 DimensionZ	1
Series 4 DisplayAspectTime	1.0
Series 4 DisplayAspectX	1.0
Series 4 DisplayAspectY	1.0
Series 4 DisplayAspectZ	1.0
Series 4 MagicNumber	67127628
Series 4 OriginX	0.0
Series 4 OriginY	0.0
Series 4 OriginZ	0.0
Series 4 Recording/ - Camera Binning	0
Series 4 Recording/ - Camera Frame Height	2
Series 4 Recording/ - Camera Frame Width	4
Series 4 Recording/ - Camera Offset X	0.0
Series 4 Recording/ - Camera Offset Y	0.0
Series 4 Recording/ - Camera Supersampling	0
Series 4 Recording/ - Images Height	512
Series 4 Recording/ - Images Width	512
Series 4 Recording/ - Interpolation Y	1
Series 4 Recording/ - Line Spacing	0.7198148713386512
Series 4 Recording/ - Lines Per Plane	512
Series 4 Recording/ - Linescan XY Size	512
Series 4 Recording/ - Name	FCbSwt3
Series 4 Recording/ - Number of Channels	3
Series 4 Recording/ - Number of Planes	1
Series 4 Recording/ - Number of Stacks	1
Series 4 Recording/ - Objective	Plan-Neofluar 25x/0.8 Imm corr DIC
Series 4 Recording/ - Original Scan Data	0
Series 4 Recording/ - Plane Height	368.5452141253894
Series 4 Recording/ - Plane Spacing	1.0
Series 4 Recording/ - Plane Width	368.5452141253894
Series 4 Recording/ - Planes Per Volume	1
Series 4 Recording/ - Position B/C Contrast 1	15707.249999999982
Series 4 Recording/ - Position B/C Contrast 2	15707.249999999982
Series 4 Recording/ - Precession	0.0
Series 4 Recording/ - Rotation	0.0
Series 4 Recording/ - Sample 0Time	40003.398946574074
Series 4 Recording/ - Sample 0X	0.0
Series 4 Recording/ - Sample 0Y	0.0
Series 4 Recording/ - Sample 0Z	0.0
Series 4 Recording/ - Sample Spacing	0.7198148713386512
Series 4 Recording/ - Samples Per Line	512
Series 4 Recording/ - Scan Direction	0
Series 4 Recording/ - Scan Mode	Plane
Series 4 Recording/ - Scan Type	unused
Series 4 Recording/ - Special Scan Mode	NoSpecialMode
Series 4 Recording/ - Start Scan Event	0
Series 4 Recording/ - Start Scan Time	0.0
Series 4 Recording/ - Start Scan Trigger In	None7
Series 4 Recording/ - Start Scan Trigger Out	None
Series 4 Recording/ - Stop Scan Event	0
Series 4 Recording/ - Stop Scan Time	0.0
Series 4 Recording/ - Stop Scan Trigger In	None0
Series 4 Recording/ - Stop Scan Trigger Out	None
Series 4 Recording/ - Time Series	0
Series 4 Recording/ - Use B/C Correction	0
Series 4 Recording/ - Use ROIs	0
Series 4 Recording/ - Use Reduced Memory ROIs	0
Series 4 Recording/ - User	ametz
Series 4 Recording/ - Volume Depth	0.0
Series 4 Recording/ - Zoom X	1.0
Series 4 Recording/ - Zoom Y	1.0
Series 4 Recording/ - Zoom Z	1.0
Series 4 Recording/ - null	None
Series 4 Recording/Lasers/ - null	0.0
Series 4 Recording/Lasers/Laser 1/ - Acquire	-1
Series 4 Recording/Lasers/Laser 1/ - Name	Laser Diode 405/
Series 4 Recording/Lasers/Laser 1/ - Power	25.0
Series 4 Recording/Lasers/Laser 1/ - null	0.0
Series 4 Recording/Lasers/Laser 2/ - Acquire	-1
Series 4 Recording/Lasers/Laser 2/ - Name	Argon/20
Series 4 Recording/Lasers/Laser 2/ - Power	7.5
Series 4 Recording/Lasers/Laser 2/ - null	25.0
Series 4 Recording/Lasers/Laser 3/ - Acquire	-1
Series 4 Recording/Lasers/Laser 3/ - Name	HeNe1
Series 4 Recording/Lasers/Laser 3/ - Power	1.0
Series 4 Recording/Lasers/Laser 3/ - null	7.5
Series 4 Recording/Lasers/Laser 4/ - Acquire	0
Series 4 Recording/Lasers/Laser 4/ - Name	HeNe2,
Series 4 Recording/Lasers/Laser 4/ - Power	0.0
Series 4 Recording/Lasers/Laser 4/ - null	1.0
Series 4 Recording/Markers/ - null	None
Series 4 Recording/Markers/Marker 1/ - Name	Marker1
Series 4 Recording/Markers/Marker 1/ - Trigger In	None
Series 4 Recording/Markers/Marker 1/ - Trigger Out	None
Series 4 Recording/Markers/Marker 1/ - null	0
Series 4 Recording/Markers/Marker 2/ - Description	@
Series 4 Recording/Markers/Marker 2/ - Name	Marker2
Series 4 Recording/Markers/Marker 2/ - Trigger In	None
Series 4 Recording/Markers/Marker 2/ - Trigger Out	None
Series 4 Recording/Markers/Marker 2/ - null	None
Series 4 Recording/Markers/Marker 3/ - Description	@
Series 4 Recording/Markers/Marker 3/ - Name	Marker3
Series 4 Recording/Markers/Marker 3/ - Trigger In	None@
Series 4 Recording/Markers/Marker 3/ - Trigger Out	None
Series 4 Recording/Markers/Marker 3/ - null	None
Series 4 Recording/Markers/Marker 4/ - Name	Marker4
Series 4 Recording/Markers/Marker 4/ - Trigger In	None
Series 4 Recording/Markers/Marker 4/ - Trigger Out	None@
Series 4 Recording/Markers/Marker 4/ - null	None
Series 4 Recording/Markers/Marker 5/ - Name	Marker5
Series 4 Recording/Markers/Marker 5/ - Trigger In	None
Series 4 Recording/Markers/Marker 5/ - Trigger Out	None
Series 4 Recording/Markers/Marker 5/ - null	None@
Series 4 Recording/Markers/Marker 6/ - Name	Marker6
Series 4 Recording/Markers/Marker 6/ - Trigger In	None
Series 4 Recording/Markers/Marker 6/ - Trigger Out	None
Series 4 Recording/Markers/Marker 6/ - null	None
Series 4 Recording/Markers/Marker 7/ - Name	Marker7
Series 4 Recording/Markers/Marker 7/ - Trigger In	None
Series 4 Recording/Markers/Marker 7/ - Trigger Out	None
Series 4 Recording/Markers/Marker 7/ - null	None
Series 4 Recording/Timers/ - null	0
Series 4 Recording/Timers/Timer 1/ - Interval	1.0
Series 4 Recording/Timers/Timer 1/ - Name	Timer1
Series 4 Recording/Timers/Timer 1/ - Trigger In	None
Series 4 Recording/Timers/Timer 1/ - Trigger Out	None
Series 4 Recording/Timers/Timer 1/ - null	0
Series 4 Recording/Timers/Timer 2/ - Interval	0.0
Series 4 Recording/Timers/Timer 2/ - Name	Timer2
Series 4 Recording/Timers/Timer 2/ - Trigger In	None
Series 4 Recording/Timers/Timer 2/ - Trigger Out	None
Series 4 Recording/Timers/Timer 2/ - null	0
Series 4 Recording/Timers/Timer 3/ - Interval	0.0
Series 4 Recording/Timers/Timer 3/ - Name	Timer3?
Series 4 Recording/Timers/Timer 3/ - Trigger In	None
Series 4 Recording/Timers/Timer 3/ - Trigger Out	None
Series 4 Recording/Timers/Timer 3/ - null	0
Series 4 Recording/Timers/Timer 4/ - Interval	0.0
Series 4 Recording/Timers/Timer 4/ - Name	Timer4
Series 4 Recording/Timers/Timer 4/ - Trigger In	None
Series 4 Recording/Timers/Timer 4/ - Trigger Out	None
Series 4 Recording/Timers/Timer 4/ - null	0
Series 4 Recording/Timers/Timer 5/ - Interval	0.0
Series 4 Recording/Timers/Timer 5/ - Name	Timer5
Series 4 Recording/Timers/Timer 5/ - Trigger In	None
Series 4 Recording/Timers/Timer 5/ - Trigger Out	None
Series 4 Recording/Timers/Timer 5/ - null	0
Series 4 Recording/Timers/Timer 6/ - Interval	0.0
Series 4 Recording/Timers/Timer 6/ - Name	Timer6
Series 4 Recording/Timers/Timer 6/ - Trigger In	None
Series 4 Recording/Timers/Timer 6/ - Trigger Out	None
Series 4 Recording/Timers/Timer 6/ - null	0
Series 4 Recording/Tracks/ - null	0.0
Series 4 Recording/Tracks/Track 1/ - Acquire	0
Series 4 Recording/Tracks/Track 1/ - Bleach After Scan Number	0
Series 4 Recording/Tracks/Track 1/ - Bleach Count	1
Series 4 Recording/Tracks/Track 1/ - Bleach Position Z	0.0
Series 4 Recording/Tracks/Track 1/ - Bleach Scan Number	1
Series 4 Recording/Tracks/Track 1/ - Collimator 1 Name	IR/Vis
Series 4 Recording/Tracks/Track 1/ - Collimator 1 Position	1
Series 4 Recording/Tracks/Track 1/ - Collimator 2 Name	UV/Vis
Series 4 Recording/Tracks/Track 1/ - Collimator 2 Position	52
Series 4 Recording/Tracks/Track 1/ - Condensor Aperture	0.0
Series 4 Recording/Tracks/Track 1/ - Condensor Frontlens	0
Series 4 Recording/Tracks/Track 1/ - Enable Spot Bleach Pos	0
Series 4 Recording/Tracks/Track 1/ - Field Stop Value	98.27235772357723
Series 4 Recording/Tracks/Track 1/ - ID Condensor Frontlens	P
Series 4 Recording/Tracks/Track 1/ - ID Condensor Revolver	@
Series 4 Recording/Tracks/Track 1/ - ID Field Stop	LFB1
Series 4 Recording/Tracks/Track 1/ - ID Transmission 1	1.0
Series 4 Recording/Tracks/Track 1/ - ID Transmission 2	1.0
Series 4 Recording/Tracks/Track 1/ - ID Transmission Filter 1	FWVirtual
Series 4 Recording/Tracks/Track 1/ - Is Bleach Track	0
Series 4 Recording/Tracks/Track 1/ - Is Ratio Track	0
Series 4 Recording/Tracks/Track 1/ - Multiplex Order	4
Series 4 Recording/Tracks/Track 1/ - Multiplex Type	1
Series 4 Recording/Tracks/Track 1/ - Name	Lambda
Series 4 Recording/Tracks/Track 1/ - Pixel Time	12.79999992220837
Series 4 Recording/Tracks/Track 1/ - Repeat Bleach	0
Series 4 Recording/Tracks/Track 1/ - SPI Center Wavelength	582.53
Series 4 Recording/Tracks/Track 1/ - Sampling Method	1
Series 4 Recording/Tracks/Track 1/ - Sampling Mode	1
Series 4 Recording/Tracks/Track 1/ - Sampling Number	4
Series 4 Recording/Tracks/Track 1/ - Spot Bleach Position X	0.0
Series 4 Recording/Tracks/Track 1/ - Spot Bleach Position Y	0.0
Series 4 Recording/Tracks/Track 1/ - Trigger In	None
Series 4 Recording/Tracks/Track 1/ - Trigger Out	None
Series 4 Recording/Tracks/Track 1/ - null	0.0
Series 4 Recording/Tracks/Track 1/Beam Splitters/ - null	FW10
Series 4 Recording/Tracks/Track 1/Beam Splitters/Beam Splitter 1/ - Filter	HFT 405/488/543
Series 4 Recording/Tracks/Track 1/Beam Splitters/Beam Splitter 1/ - Filter Set	HT
Series 4 Recording/Tracks/Track 1/Beam Splitters/Beam Splitter 1/ - Name	HT
Series 4 Recording/Tracks/Track 1/Beam Splitters/Beam Splitter 1/ - null	575.0
Series 4 Recording/Tracks/Track 1/Beam Splitters/Beam Splitter 2/ - Filter	None0
Series 4 Recording/Tracks/Track 1/Beam Splitters/Beam Splitter 2/ - Filter Set	NT1
Series 4 Recording/Tracks/Track 1/Beam Splitters/Beam Splitter 2/ - Name	NT10
Series 4 Recording/Tracks/Track 1/Beam Splitters/Beam Splitter 2/ - null	HT
Series 4 Recording/Tracks/Track 1/Beam Splitters/Beam Splitter 3/ - Filter	NFT 4900
Series 4 Recording/Tracks/Track 1/Beam Splitters/Beam Splitter 3/ - Filter Set	NT20
Series 4 Recording/Tracks/Track 1/Beam Splitters/Beam Splitter 3/ - Name	NT20
Series 4 Recording/Tracks/Track 1/Beam Splitters/Beam Splitter 3/ - null	NT10
Series 4 Recording/Tracks/Track 1/Beam Splitters/Beam Splitter 4/ - Filter	None
Series 4 Recording/Tracks/Track 1/Beam Splitters/Beam Splitter 4/ - Filter Set	NT30
Series 4 Recording/Tracks/Track 1/Beam Splitters/Beam Splitter 4/ - Name	NT3-
Series 4 Recording/Tracks/Track 1/Beam Splitters/Beam Splitter 4/ - null	NT20
Series 4 Recording/Tracks/Track 1/Beam Splitters/Beam Splitter 5/ - Filter	None0
Series 4 Recording/Tracks/Track 1/Beam Splitters/Beam Splitter 5/ - Filter Set	FW1
Series 4 Recording/Tracks/Track 1/Beam Splitters/Beam Splitter 5/ - Name	FW10
Series 4 Recording/Tracks/Track 1/Beam Splitters/Beam Splitter 5/ - null	NT3-
Series 4 Recording/Tracks/Track 1/Data Channels/ - null	0.0
Series 4 Recording/Tracks/Track 1/Data Channels/Data Channel 1/ - Acquire	-1
Series 4 Recording/Tracks/Track 1/Data Channels/Data Channel 1/ - Bits Per Sample	8
Series 4 Recording/Tracks/Track 1/Data Channels/Data Channel 1/ - Color	10026752
Series 4 Recording/Tracks/Track 1/Data Channels/Data Channel 1/ - Name	Ch3
Series 4 Recording/Tracks/Track 1/Data Channels/Data Channel 1/ - Ratio Channel 1	Ch1
Series 4 Recording/Tracks/Track 1/Data Channels/Data Channel 1/ - Ratio Channel 2	Ch1
Series 4 Recording/Tracks/Track 1/Data Channels/Data Channel 1/ - Ratio Const. 1	0.0
Series 4 Recording/Tracks/Track 1/Data Channels/Data Channel 1/ - Ratio Const. 2	0.0
Series 4 Recording/Tracks/Track 1/Data Channels/Data Channel 1/ - Ratio Const. 3	1.0
Series 4 Recording/Tracks/Track 1/Data Channels/Data Channel 1/ - Ratio Const. 4	0.0
Series 4 Recording/Tracks/Track 1/Data Channels/Data Channel 1/ - Ratio Const. 5	1.0
Series 4 Recording/Tracks/Track 1/Data Channels/Data Channel 1/ - Ratio Const. 6	0.0
Series 4 Recording/Tracks/Track 1/Data Channels/Data Channel 1/ - Ratio First Images 1	-1
Series 4 Recording/Tracks/Track 1/Data Channels/Data Channel 1/ - Ratio First Images 2	-1
Series 4 Recording/Tracks/Track 1/Data Channels/Data Channel 1/ - Ratio Track 1	0
Series 4 Recording/Tracks/Track 1/Data Channels/Data Channel 1/ - Ratio Track 2	0
Series 4 Recording/Tracks/Track 1/Data Channels/Data Channel 1/ - Ratio Type	0
Series 4 Recording/Tracks/Track 1/Data Channels/Data Channel 1/ - Sample Type	1
Series 4 Recording/Tracks/Track 1/Data Channels/Data Channel 1/ - Spectrum	-1.0000 -1.0000 -1.0000 -1.0000 -1.0000 -1.0000 -1.0000 -1.0000 -1.0000 -1.0000 -1.0000 -1.0000 -1.0000 -1.0000 -1.0000 -1.0000 -1.0000 -1.0000 -1.0000 -1.0000 -1.0000 -1.0000 -1.0000 -1.0000 -1.0000 -1.0000 -1.0000 -1.0000 -1.0000 -1.0000 -1.0000 -1.0000 1.0000 0.0000
Series 4 Recording/Tracks/Track 1/Data Channels/Data Channel 1/ - null	0
Series 4 Recording/Tracks/Track 1/Detection Channels/ - null	575.0
Series 4 Recording/Tracks/Track 1/Detection Channels/Detection Channel 10/ - Acquire	-1
Series 4 Recording/Tracks/Track 1/Detection Channels/Detection Channel 10/ - Amplifier Gain	1.0
Series 4 Recording/Tracks/Track 1/Detection Channels/Detection Channel 10/ - Amplifier Gain B/C 1	1.0
Series 4 Recording/Tracks/Track 1/Detection Channels/Detection Channel 10/ - Amplifier Gain B/C 2	1.0
Series 4 Recording/Tracks/Track 1/Detection Channels/Detection Channel 10/ - Amplifier Offset	0.1
Series 4 Recording/Tracks/Track 1/Detection Channels/Detection Channel 10/ - Amplifier Offset B/C 1	0.1
Series 4 Recording/Tracks/Track 1/Detection Channels/Detection Channel 10/ - Amplifier Offset B/C 2	0.1
Series 4 Recording/Tracks/Track 1/Detection Channels/Detection Channel 10/ - Detection Channel Name	ChS$
Series 4 Recording/Tracks/Track 1/Detection Channels/Detection Channel 10/ - Detector Gain	836.6568914956013
Series 4 Recording/Tracks/Track 1/Detection Channels/Detection Channel 10/ - Detector Gain B/C 1	0.0
Series 4 Recording/Tracks/Track 1/Detection Channels/Detection Channel 10/ - Detector Gain B/C 2	0.0
Series 4 Recording/Tracks/Track 1/Detection Channels/Detection Channel 10/ - Detector Name	PmtSPI1
Series 4 Recording/Tracks/Track 1/Detection Channels/Detection Channel 10/ - Integrator Name	H
Series 4 Recording/Tracks/Track 1/Detection Channels/Detection Channel 10/ - Pinhole Diameter	162.0
Series 4 Recording/Tracks/Track 1/Detection Channels/Detection Channel 10/ - Pinhole Name	PH1p
Series 4 Recording/Tracks/Track 1/Detection Channels/Detection Channel 10/ - SPI Wavelength End	753.73
Series 4 Recording/Tracks/Track 1/Detection Channels/Detection Channel 10/ - SPI Wavelength Start	411.33
Series 4 Recording/Tracks/Track 1/Detection Channels/Detection Channel 10/ - Spectral Scan Channels	32
Series 4 Recording/Tracks/Track 1/Detection Channels/Detection Channel 10/ - null	575.0
Series 4 Recording/Tracks/Track 1/Detection Channels/Detection Channel 11/ - Acquire	0
Series 4 Recording/Tracks/Track 1/Detection Channels/Detection Channel 11/ - Amplifier Gain	1.0
Series 4 Recording/Tracks/Track 1/Detection Channels/Detection Channel 11/ - Amplifier Gain B/C 1	1.0
Series 4 Recording/Tracks/Track 1/Detection Channels/Detection Channel 11/ - Amplifier Gain B/C 2	1.0
Series 4 Recording/Tracks/Track 1/Detection Channels/Detection Channel 11/ - Amplifier Offset	0.1
Series 4 Recording/Tracks/Track 1/Detection Channels/Detection Channel 11/ - Amplifier Offset B/C 1	0.1
Series 4 Recording/Tracks/Track 1/Detection Channels/Detection Channel 11/ - Amplifier Offset B/C 2	0.1
Series 4 Recording/Tracks/Track 1/Detection Channels/Detection Channel 11/ - Detection Channel Name	Ch2
Series 4 Recording/Tracks/Track 1/Detection Channels/Detection Channel 11/ - Detector Gain	715.686274509804
Series 4 Recording/Tracks/Track 1/Detection Channels/Detection Channel 11/ - Detector Gain B/C 1	0.0
Series 4 Recording/Tracks/Track 1/Detection Channels/Detection Channel 11/ - Detector Gain B/C 2	0.0
Series 4 Recording/Tracks/Track 1/Detection Channels/Detection Channel 11/ - Detector Name	Pmt2
Series 4 Recording/Tracks/Track 1/Detection Channels/Detection Channel 11/ - Filter Name	BP 420-480
Series 4 Recording/Tracks/Track 1/Detection Channels/Detection Channel 11/ - Filter Set Name	EF2
Series 4 Recording/Tracks/Track 1/Detection Channels/Detection Channel 11/ - Integrator Name	`
Series 4 Recording/Tracks/Track 1/Detection Channels/Detection Channel 11/ - Pinhole Diameter	57.0
Series 4 Recording/Tracks/Track 1/Detection Channels/Detection Channel 11/ - Pinhole Name	PH2
Series 4 Recording/Tracks/Track 1/Detection Channels/Detection Channel 11/ - SPI Wavelength End	735.0
Series 4 Recording/Tracks/Track 1/Detection Channels/Detection Channel 11/ - SPI Wavelength Start	415.0
Series 4 Recording/Tracks/Track 1/Detection Channels/Detection Channel 11/ - Spectral Scan Channels	32
Series 4 Recording/Tracks/Track 1/Detection Channels/Detection Channel 11/ - null	575.0
Series 4 Recording/Tracks/Track 1/Detection Channels/Detection Channel 12/ - Acquire	0
Series 4 Recording/Tracks/Track 1/Detection Channels/Detection Channel 12/ - Amplifier Gain	1.0
Series 4 Recording/Tracks/Track 1/Detection Channels/Detection Channel 12/ - Amplifier Gain B/C 1	1.0
Series 4 Recording/Tracks/Track 1/Detection Channels/Detection Channel 12/ - Amplifier Gain B/C 2	1.0
Series 4 Recording/Tracks/Track 1/Detection Channels/Detection Channel 12/ - Amplifier Offset	0.1
Series 4 Recording/Tracks/Track 1/Detection Channels/Detection Channel 12/ - Amplifier Offset B/C 1	0.1
Series 4 Recording/Tracks/Track 1/Detection Channels/Detection Channel 12/ - Amplifier Offset B/C 2	0.1
Series 4 Recording/Tracks/Track 1/Detection Channels/Detection Channel 12/ - Detection Channel Name	Ch3
Series 4 Recording/Tracks/Track 1/Detection Channels/Detection Channel 12/ - Detector Gain	1029.4117647058822
Series 4 Recording/Tracks/Track 1/Detection Channels/Detection Channel 12/ - Detector Gain B/C 1	0.0
Series 4 Recording/Tracks/Track 1/Detection Channels/Detection Channel 12/ - Detector Gain B/C 2	0.0
Series 4 Recording/Tracks/Track 1/Detection Channels/Detection Channel 12/ - Detector Name	Pmt31
Series 4 Recording/Tracks/Track 1/Detection Channels/Detection Channel 12/ - Filter Name	BP 505-530@
Series 4 Recording/Tracks/Track 1/Detection Channels/Detection Channel 12/ - Filter Set Name	EF3
Series 4 Recording/Tracks/Track 1/Detection Channels/Detection Channel 12/ - Pinhole Diameter	66.0
Series 4 Recording/Tracks/Track 1/Detection Channels/Detection Channel 12/ - Pinhole Name	PH3
Series 4 Recording/Tracks/Track 1/Detection Channels/Detection Channel 12/ - SPI Wavelength End	735.0
Series 4 Recording/Tracks/Track 1/Detection Channels/Detection Channel 12/ - SPI Wavelength Start	415.0
Series 4 Recording/Tracks/Track 1/Detection Channels/Detection Channel 12/ - Spectral Scan Channels	32
Series 4 Recording/Tracks/Track 1/Detection Channels/Detection Channel 12/ - null	575.0
Series 4 Recording/Tracks/Track 1/Detection Channels/Detection Channel 13/ - Acquire	0
Series 4 Recording/Tracks/Track 1/Detection Channels/Detection Channel 13/ - Amplifier Gain	1.0
Series 4 Recording/Tracks/Track 1/Detection Channels/Detection Channel 13/ - Amplifier Gain B/C 1	1.0
Series 4 Recording/Tracks/Track 1/Detection Channels/Detection Channel 13/ - Amplifier Gain B/C 2	1.0
Series 4 Recording/Tracks/Track 1/Detection Channels/Detection Channel 13/ - Amplifier Offset	0.1
Series 4 Recording/Tracks/Track 1/Detection Channels/Detection Channel 13/ - Amplifier Offset B/C 1	0.1
Series 4 Recording/Tracks/Track 1/Detection Channels/Detection Channel 13/ - Amplifier Offset B/C 2	0.1
Series 4 Recording/Tracks/Track 1/Detection Channels/Detection Channel 13/ - Detection Channel Name	ChD
Series 4 Recording/Tracks/Track 1/Detection Channels/Detection Channel 13/ - Detector Gain	78.43137254901961
Series 4 Recording/Tracks/Track 1/Detection Channels/Detection Channel 13/ - Detector Gain B/C 1	0.0
Series 4 Recording/Tracks/Track 1/Detection Channels/Detection Channel 13/ - Detector Gain B/C 2	0.0
Series 4 Recording/Tracks/Track 1/Detection Channels/Detection Channel 13/ - Detector Name	PmtD
Series 4 Recording/Tracks/Track 1/Detection Channels/Detection Channel 13/ - Integrator Name	IntegratorD
Series 4 Recording/Tracks/Track 1/Detection Channels/Detection Channel 13/ - Pinhole Diameter	0.0
Series 4 Recording/Tracks/Track 1/Detection Channels/Detection Channel 13/ - SPI Wavelength End	735.0
Series 4 Recording/Tracks/Track 1/Detection Channels/Detection Channel 13/ - SPI Wavelength Start	415.0
Series 4 Recording/Tracks/Track 1/Detection Channels/Detection Channel 13/ - Spectral Scan Channels	32
Series 4 Recording/Tracks/Track 1/Detection Channels/Detection Channel 13/ - null	575.0
Series 4 Recording/Tracks/Track 1/Detection Channels/Detection Channel 2/ - Acquire	0
Series 4 Recording/Tracks/Track 1/Detection Channels/Detection Channel 2/ - Amplifier Gain	1.0
Series 4 Recording/Tracks/Track 1/Detection Channels/Detection Channel 2/ - Amplifier Gain B/C 1	1.0
Series 4 Recording/Tracks/Track 1/Detection Channels/Detection Channel 2/ - Amplifier Gain B/C 2	1.0
Series 4 Recording/Tracks/Track 1/Detection Channels/Detection Channel 2/ - Amplifier Offset	0.1
Series 4 Recording/Tracks/Track 1/Detection Channels/Detection Channel 2/ - Amplifier Offset B/C 1	0.1
Series 4 Recording/Tracks/Track 1/Detection Channels/Detection Channel 2/ - Amplifier Offset B/C 2	0.1
Series 4 Recording/Tracks/Track 1/Detection Channels/Detection Channel 2/ - Detection Channel Name	ChS1
Series 4 Recording/Tracks/Track 1/Detection Channels/Detection Channel 2/ - Detector Gain	836.6568914956013
Series 4 Recording/Tracks/Track 1/Detection Channels/Detection Channel 2/ - Detector Gain B/C 1	0.0
Series 4 Recording/Tracks/Track 1/Detection Channels/Detection Channel 2/ - Detector Gain B/C 2	0.0
Series 4 Recording/Tracks/Track 1/Detection Channels/Detection Channel 2/ - Detector Name	PmtSPI1
Series 4 Recording/Tracks/Track 1/Detection Channels/Detection Channel 2/ - Integrator Name	IntegratorSPI
Series 4 Recording/Tracks/Track 1/Detection Channels/Detection Channel 2/ - Pinhole Diameter	162.0
Series 4 Recording/Tracks/Track 1/Detection Channels/Detection Channel 2/ - Pinhole Name	PH1
Series 4 Recording/Tracks/Track 1/Detection Channels/Detection Channel 2/ - SPI Wavelength End	753.73
Series 4 Recording/Tracks/Track 1/Detection Channels/Detection Channel 2/ - SPI Wavelength Start	411.33
Series 4 Recording/Tracks/Track 1/Detection Channels/Detection Channel 2/ - Spectral Scan Channels	32
Series 4 Recording/Tracks/Track 1/Detection Channels/Detection Channel 2/ - null	575.0
Series 4 Recording/Tracks/Track 1/Detection Channels/Detection Channel 3/ - Acquire	0
Series 4 Recording/Tracks/Track 1/Detection Channels/Detection Channel 3/ - Amplifier Gain	1.0
Series 4 Recording/Tracks/Track 1/Detection Channels/Detection Channel 3/ - Amplifier Gain B/C 1	1.0
Series 4 Recording/Tracks/Track 1/Detection Channels/Detection Channel 3/ - Amplifier Gain B/C 2	1.0
Series 4 Recording/Tracks/Track 1/Detection Channels/Detection Channel 3/ - Amplifier Offset	0.1
Series 4 Recording/Tracks/Track 1/Detection Channels/Detection Channel 3/ - Amplifier Offset B/C 1	0.1
Series 4 Recording/Tracks/Track 1/Detection Channels/Detection Channel 3/ - Amplifier Offset B/C 2	0.1
Series 4 Recording/Tracks/Track 1/Detection Channels/Detection Channel 3/ - Detection Channel Name	ChS2
Series 4 Recording/Tracks/Track 1/Detection Channels/Detection Channel 3/ - Detector Gain	836.6568914956013
Series 4 Recording/Tracks/Track 1/Detection Channels/Detection Channel 3/ - Detector Gain B/C 1	0.0
Series 4 Recording/Tracks/Track 1/Detection Channels/Detection Channel 3/ - Detector Gain B/C 2	0.0
Series 4 Recording/Tracks/Track 1/Detection Channels/Detection Channel 3/ - Detector Name	PmtSPI1
Series 4 Recording/Tracks/Track 1/Detection Channels/Detection Channel 3/ - Integrator Name	IntegratorSPI
Series 4 Recording/Tracks/Track 1/Detection Channels/Detection Channel 3/ - Pinhole Diameter	162.0
Series 4 Recording/Tracks/Track 1/Detection Channels/Detection Channel 3/ - Pinhole Name	PH1
Series 4 Recording/Tracks/Track 1/Detection Channels/Detection Channel 3/ - SPI Wavelength End	753.73
Series 4 Recording/Tracks/Track 1/Detection Channels/Detection Channel 3/ - SPI Wavelength Start	411.33
Series 4 Recording/Tracks/Track 1/Detection Channels/Detection Channel 3/ - Spectral Scan Channels	32
Series 4 Recording/Tracks/Track 1/Detection Channels/Detection Channel 3/ - null	575.0
Series 4 Recording/Tracks/Track 1/Detection Channels/Detection Channel 4/ - Acquire	0
Series 4 Recording/Tracks/Track 1/Detection Channels/Detection Channel 4/ - Amplifier Gain	1.0
Series 4 Recording/Tracks/Track 1/Detection Channels/Detection Channel 4/ - Amplifier Gain B/C 1	1.0
Series 4 Recording/Tracks/Track 1/Detection Channels/Detection Channel 4/ - Amplifier Gain B/C 2	1.0
Series 4 Recording/Tracks/Track 1/Detection Channels/Detection Channel 4/ - Amplifier Offset	0.1
Series 4 Recording/Tracks/Track 1/Detection Channels/Detection Channel 4/ - Amplifier Offset B/C 1	0.1
Series 4 Recording/Tracks/Track 1/Detection Channels/Detection Channel 4/ - Amplifier Offset B/C 2	0.1
Series 4 Recording/Tracks/Track 1/Detection Channels/Detection Channel 4/ - Detection Channel Name	ChS3
Series 4 Recording/Tracks/Track 1/Detection Channels/Detection Channel 4/ - Detector Gain	836.6568914956013
Series 4 Recording/Tracks/Track 1/Detection Channels/Detection Channel 4/ - Detector Gain B/C 1	0.0
Series 4 Recording/Tracks/Track 1/Detection Channels/Detection Channel 4/ - Detector Gain B/C 2	0.0
Series 4 Recording/Tracks/Track 1/Detection Channels/Detection Channel 4/ - Detector Name	PmtSPI1
Series 4 Recording/Tracks/Track 1/Detection Channels/Detection Channel 4/ - Dye Folder	0
Series 4 Recording/Tracks/Track 1/Detection Channels/Detection Channel 4/ - Integrator Name	IntegratorSPI
Series 4 Recording/Tracks/Track 1/Detection Channels/Detection Channel 4/ - Pinhole Diameter	162.0
Series 4 Recording/Tracks/Track 1/Detection Channels/Detection Channel 4/ - Pinhole Name	PH1
Series 4 Recording/Tracks/Track 1/Detection Channels/Detection Channel 4/ - SPI Wavelength End	753.73
Series 4 Recording/Tracks/Track 1/Detection Channels/Detection Channel 4/ - SPI Wavelength Start	411.33
Series 4 Recording/Tracks/Track 1/Detection Channels/Detection Channel 4/ - Spectral Scan Channels	32
Series 4 Recording/Tracks/Track 1/Detection Channels/Detection Channel 4/ - null	575.0
Series 4 Recording/Tracks/Track 1/Detection Channels/Detection Channel 5/ - Acquire	0
Series 4 Recording/Tracks/Track 1/Detection Channels/Detection Channel 5/ - Amplifier Gain	1.0
Series 4 Recording/Tracks/Track 1/Detection Channels/Detection Channel 5/ - Amplifier Gain B/C 1	1.0
Series 4 Recording/Tracks/Track 1/Detection Channels/Detection Channel 5/ - Amplifier Gain B/C 2	1.0
Series 4 Recording/Tracks/Track 1/Detection Channels/Detection Channel 5/ - Amplifier Offset	0.1
Series 4 Recording/Tracks/Track 1/Detection Channels/Detection Channel 5/ - Amplifier Offset B/C 1	0.1
Series 4 Recording/Tracks/Track 1/Detection Channels/Detection Channel 5/ - Amplifier Offset B/C 2	0.1
Series 4 Recording/Tracks/Track 1/Detection Channels/Detection Channel 5/ - Detection Channel Name	ChS4
Series 4 Recording/Tracks/Track 1/Detection Channels/Detection Channel 5/ - Detector Gain	836.6568914956013
Series 4 Recording/Tracks/Track 1/Detection Channels/Detection Channel 5/ - Detector Gain B/C 1	0.0
Series 4 Recording/Tracks/Track 1/Detection Channels/Detection Channel 5/ - Detector Gain B/C 2	0.0
Series 4 Recording/Tracks/Track 1/Detection Channels/Detection Channel 5/ - Detector Name	PmtSPI1
Series 4 Recording/Tracks/Track 1/Detection Channels/Detection Channel 5/ - Dye Folder	0
Series 4 Recording/Tracks/Track 1/Detection Channels/Detection Channel 5/ - Dye Name	@
Series 4 Recording/Tracks/Track 1/Detection Channels/Detection Channel 5/ - Integrator Name	IntegratorSPI
Series 4 Recording/Tracks/Track 1/Detection Channels/Detection Channel 5/ - Pinhole Diameter	162.0
Series 4 Recording/Tracks/Track 1/Detection Channels/Detection Channel 5/ - Pinhole Name	PH1
Series 4 Recording/Tracks/Track 1/Detection Channels/Detection Channel 5/ - SPI Wavelength End	753.73
Series 4 Recording/Tracks/Track 1/Detection Channels/Detection Channel 5/ - SPI Wavelength Start	411.33
Series 4 Recording/Tracks/Track 1/Detection Channels/Detection Channel 5/ - Spectral Scan Channels	32
Series 4 Recording/Tracks/Track 1/Detection Channels/Detection Channel 5/ - null	575.0
Series 4 Recording/Tracks/Track 1/Detection Channels/Detection Channel 6/ - Acquire	0
Series 4 Recording/Tracks/Track 1/Detection Channels/Detection Channel 6/ - Amplifier Gain	1.0
Series 4 Recording/Tracks/Track 1/Detection Channels/Detection Channel 6/ - Amplifier Gain B/C 1	1.0
Series 4 Recording/Tracks/Track 1/Detection Channels/Detection Channel 6/ - Amplifier Gain B/C 2	1.0
Series 4 Recording/Tracks/Track 1/Detection Channels/Detection Channel 6/ - Amplifier Offset	0.1
Series 4 Recording/Tracks/Track 1/Detection Channels/Detection Channel 6/ - Amplifier Offset B/C 1	0.1
Series 4 Recording/Tracks/Track 1/Detection Channels/Detection Channel 6/ - Amplifier Offset B/C 2	0.1
Series 4 Recording/Tracks/Track 1/Detection Channels/Detection Channel 6/ - Detection Channel Name	ChS5
Series 4 Recording/Tracks/Track 1/Detection Channels/Detection Channel 6/ - Detector Gain	836.6568914956013
Series 4 Recording/Tracks/Track 1/Detection Channels/Detection Channel 6/ - Detector Gain B/C 1	0.0
Series 4 Recording/Tracks/Track 1/Detection Channels/Detection Channel 6/ - Detector Gain B/C 2	0.0
Series 4 Recording/Tracks/Track 1/Detection Channels/Detection Channel 6/ - Detector Name	PmtSPI1
Series 4 Recording/Tracks/Track 1/Detection Channels/Detection Channel 6/ - Dye Folder	`
Series 4 Recording/Tracks/Track 1/Detection Channels/Detection Channel 6/ - Dye Name	@
Series 4 Recording/Tracks/Track 1/Detection Channels/Detection Channel 6/ - Integrator Name	IntegratorSPI
Series 4 Recording/Tracks/Track 1/Detection Channels/Detection Channel 6/ - Pinhole Diameter	162.0
Series 4 Recording/Tracks/Track 1/Detection Channels/Detection Channel 6/ - Pinhole Name	PH1
Series 4 Recording/Tracks/Track 1/Detection Channels/Detection Channel 6/ - SPI Wavelength End	753.73
Series 4 Recording/Tracks/Track 1/Detection Channels/Detection Channel 6/ - SPI Wavelength Start	411.33
Series 4 Recording/Tracks/Track 1/Detection Channels/Detection Channel 6/ - Spectral Scan Channels	32
Series 4 Recording/Tracks/Track 1/Detection Channels/Detection Channel 6/ - null	575.0
Series 4 Recording/Tracks/Track 1/Detection Channels/Detection Channel 7/ - Acquire	0
Series 4 Recording/Tracks/Track 1/Detection Channels/Detection Channel 7/ - Amplifier Gain	1.0
Series 4 Recording/Tracks/Track 1/Detection Channels/Detection Channel 7/ - Amplifier Gain B/C 1	1.0
Series 4 Recording/Tracks/Track 1/Detection Channels/Detection Channel 7/ - Amplifier Gain B/C 2	1.0
Series 4 Recording/Tracks/Track 1/Detection Channels/Detection Channel 7/ - Amplifier Offset	0.1
Series 4 Recording/Tracks/Track 1/Detection Channels/Detection Channel 7/ - Amplifier Offset B/C 1	0.1
Series 4 Recording/Tracks/Track 1/Detection Channels/Detection Channel 7/ - Amplifier Offset B/C 2	0.1
Series 4 Recording/Tracks/Track 1/Detection Channels/Detection Channel 7/ - Detection Channel Name	ChS6
Series 4 Recording/Tracks/Track 1/Detection Channels/Detection Channel 7/ - Detector Gain	836.6568914956013
Series 4 Recording/Tracks/Track 1/Detection Channels/Detection Channel 7/ - Detector Gain B/C 1	0.0
Series 4 Recording/Tracks/Track 1/Detection Channels/Detection Channel 7/ - Detector Gain B/C 2	0.0
Series 4 Recording/Tracks/Track 1/Detection Channels/Detection Channel 7/ - Detector Name	PmtSPI1
Series 4 Recording/Tracks/Track 1/Detection Channels/Detection Channel 7/ - Dye Folder	`
Series 4 Recording/Tracks/Track 1/Detection Channels/Detection Channel 7/ - Dye Name	p
Series 4 Recording/Tracks/Track 1/Detection Channels/Detection Channel 7/ - Integrator Name	IntegratorSPI
Series 4 Recording/Tracks/Track 1/Detection Channels/Detection Channel 7/ - Pinhole Diameter	162.0
Series 4 Recording/Tracks/Track 1/Detection Channels/Detection Channel 7/ - Pinhole Name	PH1
Series 4 Recording/Tracks/Track 1/Detection Channels/Detection Channel 7/ - SPI Wavelength End	753.73
Series 4 Recording/Tracks/Track 1/Detection Channels/Detection Channel 7/ - SPI Wavelength Start	411.33
Series 4 Recording/Tracks/Track 1/Detection Channels/Detection Channel 7/ - Spectral Scan Channels	32
Series 4 Recording/Tracks/Track 1/Detection Channels/Detection Channel 7/ - null	575.0
Series 4 Recording/Tracks/Track 1/Detection Channels/Detection Channel 8/ - Acquire	0
Series 4 Recording/Tracks/Track 1/Detection Channels/Detection Channel 8/ - Amplifier Gain	1.0
Series 4 Recording/Tracks/Track 1/Detection Channels/Detection Channel 8/ - Amplifier Gain B/C 1	1.0
Series 4 Recording/Tracks/Track 1/Detection Channels/Detection Channel 8/ - Amplifier Gain B/C 2	1.0
Series 4 Recording/Tracks/Track 1/Detection Channels/Detection Channel 8/ - Amplifier Offset	0.1
Series 4 Recording/Tracks/Track 1/Detection Channels/Detection Channel 8/ - Amplifier Offset B/C 1	0.1
Series 4 Recording/Tracks/Track 1/Detection Channels/Detection Channel 8/ - Amplifier Offset B/C 2	0.1
Series 4 Recording/Tracks/Track 1/Detection Channels/Detection Channel 8/ - Detection Channel Name	ChS7
Series 4 Recording/Tracks/Track 1/Detection Channels/Detection Channel 8/ - Detector Gain	836.6568914956013
Series 4 Recording/Tracks/Track 1/Detection Channels/Detection Channel 8/ - Detector Gain B/C 1	0.0
Series 4 Recording/Tracks/Track 1/Detection Channels/Detection Channel 8/ - Detector Gain B/C 2	0.0
Series 4 Recording/Tracks/Track 1/Detection Channels/Detection Channel 8/ - Detector Name	PmtSPI1p
Series 4 Recording/Tracks/Track 1/Detection Channels/Detection Channel 8/ - Dye Name	p
Series 4 Recording/Tracks/Track 1/Detection Channels/Detection Channel 8/ - Integrator Name	IntegratorSPI
Series 4 Recording/Tracks/Track 1/Detection Channels/Detection Channel 8/ - Pinhole Diameter	162.0
Series 4 Recording/Tracks/Track 1/Detection Channels/Detection Channel 8/ - Pinhole Name	PH1
Series 4 Recording/Tracks/Track 1/Detection Channels/Detection Channel 8/ - SPI Wavelength End	753.73
Series 4 Recording/Tracks/Track 1/Detection Channels/Detection Channel 8/ - SPI Wavelength Start	411.33
Series 4 Recording/Tracks/Track 1/Detection Channels/Detection Channel 8/ - Spectral Scan Channels	32
Series 4 Recording/Tracks/Track 1/Detection Channels/Detection Channel 8/ - null	575.0
Series 4 Recording/Tracks/Track 1/Detection Channels/Detection Channel 9/ - Acquire	0
Series 4 Recording/Tracks/Track 1/Detection Channels/Detection Channel 9/ - Amplifier Gain	1.0
Series 4 Recording/Tracks/Track 1/Detection Channels/Detection Channel 9/ - Amplifier Gain B/C 1	1.0
Series 4 Recording/Tracks/Track 1/Detection Channels/Detection Channel 9/ - Amplifier Gain B/C 2	1.0
Series 4 Recording/Tracks/Track 1/Detection Channels/Detection Channel 9/ - Amplifier Offset	0.1
Series 4 Recording/Tracks/Track 1/Detection Channels/Detection Channel 9/ - Amplifier Offset B/C 1	0.1
Series 4 Recording/Tracks/Track 1/Detection Channels/Detection Channel 9/ - Amplifier Offset B/C 2	0.1
Series 4 Recording/Tracks/Track 1/Detection Channels/Detection Channel 9/ - Detection Channel Name	ChS8
Series 4 Recording/Tracks/Track 1/Detection Channels/Detection Channel 9/ - Detector Gain	836.6568914956013
Series 4 Recording/Tracks/Track 1/Detection Channels/Detection Channel 9/ - Detector Gain B/C 1	0.0
Series 4 Recording/Tracks/Track 1/Detection Channels/Detection Channel 9/ - Detector Gain B/C 2	0.0
Series 4 Recording/Tracks/Track 1/Detection Channels/Detection Channel 9/ - Detector Name	PmtSPI1
Series 4 Recording/Tracks/Track 1/Detection Channels/Detection Channel 9/ - Integrator Name	IntegratorSPI
Series 4 Recording/Tracks/Track 1/Detection Channels/Detection Channel 9/ - Pinhole Diameter	162.0
Series 4 Recording/Tracks/Track 1/Detection Channels/Detection Channel 9/ - Pinhole Name	PH1
Series 4 Recording/Tracks/Track 1/Detection Channels/Detection Channel 9/ - SPI Wavelength End	753.73
Series 4 Recording/Tracks/Track 1/Detection Channels/Detection Channel 9/ - SPI Wavelength Start	411.33
Series 4 Recording/Tracks/Track 1/Detection Channels/Detection Channel 9/ - Spectral Scan Channels	32
Series 4 Recording/Tracks/Track 1/Detection Channels/Detection Channel 9/ - null	575.0
Series 4 Recording/Tracks/Track 1/Illumination Channels/ - null	0.0
Series 4 Recording/Tracks/Track 1/Illumination Channels/Illumination Channel 1/ - Acquire	0
Series 4 Recording/Tracks/Track 1/Illumination Channels/Illumination Channel 1/ - Name	633
Series 4 Recording/Tracks/Track 1/Illumination Channels/Illumination Channel 1/ - Power	0.1
Series 4 Recording/Tracks/Track 1/Illumination Channels/Illumination Channel 1/ - Power B/C 1	0.1
Series 4 Recording/Tracks/Track 1/Illumination Channels/Illumination Channel 1/ - Power B/C 2	0.1
Series 4 Recording/Tracks/Track 1/Illumination Channels/Illumination Channel 1/ - Wavelength	633.0
Series 4 Recording/Tracks/Track 1/Illumination Channels/Illumination Channel 1/ - null	FW10
Series 4 Recording/Tracks/Track 1/Illumination Channels/Illumination Channel 2/ - Acquire	0
Series 4 Recording/Tracks/Track 1/Illumination Channels/Illumination Channel 2/ - Name	458
Series 4 Recording/Tracks/Track 1/Illumination Channels/Illumination Channel 2/ - Power	0.1
Series 4 Recording/Tracks/Track 1/Illumination Channels/Illumination Channel 2/ - Power B/C 1	0.1
Series 4 Recording/Tracks/Track 1/Illumination Channels/Illumination Channel 2/ - Power B/C 2	0.1
Series 4 Recording/Tracks/Track 1/Illumination Channels/Illumination Channel 2/ - Wavelength	458.0
Series 4 Recording/Tracks/Track 1/Illumination Channels/Illumination Channel 2/ - null	0.1
Series 4 Recording/Tracks/Track 1/Illumination Channels/Illumination Channel 3/ - Acquire	0
Series 4 Recording/Tracks/Track 1/Illumination Channels/Illumination Channel 3/ - Name	488
Series 4 Recording/Tracks/Track 1/Illumination Channels/Illumination Channel 3/ - Power	0.1
Series 4 Recording/Tracks/Track 1/Illumination Channels/Illumination Channel 3/ - Power B/C 1	0.1
Series 4 Recording/Tracks/Track 1/Illumination Channels/Illumination Channel 3/ - Power B/C 2	0.1
Series 4 Recording/Tracks/Track 1/Illumination Channels/Illumination Channel 3/ - Wavelength	488.0
Series 4 Recording/Tracks/Track 1/Illumination Channels/Illumination Channel 3/ - null	0.1
Series 4 Recording/Tracks/Track 1/Illumination Channels/Illumination Channel 4/ - Acquire	0
Series 4 Recording/Tracks/Track 1/Illumination Channels/Illumination Channel 4/ - Name	514
Series 4 Recording/Tracks/Track 1/Illumination Channels/Illumination Channel 4/ - Power	0.1
Series 4 Recording/Tracks/Track 1/Illumination Channels/Illumination Channel 4/ - Power B/C 1	0.1
Series 4 Recording/Tracks/Track 1/Illumination Channels/Illumination Channel 4/ - Power B/C 2	0.1
Series 4 Recording/Tracks/Track 1/Illumination Channels/Illumination Channel 4/ - Wavelength	514.0
Series 4 Recording/Tracks/Track 1/Illumination Channels/Illumination Channel 4/ - null	0.1
Series 4 Recording/Tracks/Track 1/Illumination Channels/Illumination Channel 5/ - Acquire	0
Series 4 Recording/Tracks/Track 1/Illumination Channels/Illumination Channel 5/ - Name	543
Series 4 Recording/Tracks/Track 1/Illumination Channels/Illumination Channel 5/ - Power	0.1
Series 4 Recording/Tracks/Track 1/Illumination Channels/Illumination Channel 5/ - Power B/C 1	0.1
Series 4 Recording/Tracks/Track 1/Illumination Channels/Illumination Channel 5/ - Power B/C 2	0.1
Series 4 Recording/Tracks/Track 1/Illumination Channels/Illumination Channel 5/ - Wavelength	543.0
Series 4 Recording/Tracks/Track 1/Illumination Channels/Illumination Channel 5/ - null	0.1
Series 4 Recording/Tracks/Track 1/Illumination Channels/Illumination Channel 6/ - Acquire	0
Series 4 Recording/Tracks/Track 1/Illumination Channels/Illumination Channel 6/ - Name	405
Series 4 Recording/Tracks/Track 1/Illumination Channels/Illumination Channel 6/ - Power	0.1
Series 4 Recording/Tracks/Track 1/Illumination Channels/Illumination Channel 6/ - Power B/C 1	0.1
Series 4 Recording/Tracks/Track 1/Illumination Channels/Illumination Channel 6/ - Power B/C 2	0.1
Series 4 Recording/Tracks/Track 1/Illumination Channels/Illumination Channel 6/ - Wavelength	405.0
Series 4 Recording/Tracks/Track 1/Illumination Channels/Illumination Channel 6/ - null	0.1
Series 4 Recording/Tracks/Track 1/Illumination Channels/Illumination Channel 7/ - Acquire	0
Series 4 Recording/Tracks/Track 1/Illumination Channels/Illumination Channel 7/ - Name	HAL
Series 4 Recording/Tracks/Track 1/Illumination Channels/Illumination Channel 7/ - Power	0.0
Series 4 Recording/Tracks/Track 1/Illumination Channels/Illumination Channel 7/ - Power B/C 1	0.0
Series 4 Recording/Tracks/Track 1/Illumination Channels/Illumination Channel 7/ - Power B/C 2	0.0
Series 4 Recording/Tracks/Track 1/Illumination Channels/Illumination Channel 7/ - Wavelength	0.0
Series 4 Recording/Tracks/Track 1/Illumination Channels/Illumination Channel 7/ - null	0.1
Series 4 ScanType	x-y-z scan
Series 4 SpectralScan	no spectral scan
Series 4 StructureSize	512
Series 4 ThumbnailX	128
Series 4 ThumbnailY	128
Series 4 TimeInterval	1.0
Series 4 ToolbarFlags	0
Series 4 VoxelSizeX	0.7198148713386511
Series 4 VoxelSizeY	0.7198148713386511
Series 4 VoxelSizeZ	1.0
Series 5 - null	None
Series 5 ChannelName0	ChS1-T1
Series 5 DataType	8 bit unsigned integer
Series 5 DataType2	original scan data
Series 5 DimensionChannels	3
Series 5 DimensionX	512
Series 5 DimensionY	512
Series 5 DimensionZ	1
Series 5 DisplayAspectTime	1.0
Series 5 DisplayAspectX	1.0
Series 5 DisplayAspectY	1.0
Series 5 DisplayAspectZ	1.0
Series 5 MagicNumber	67127628
Series 5 OriginX	0.0
Series 5 OriginY	0.0
Series 5 OriginZ	0.0
Series 5 Recording/ - Camera Binning	0
Series 5 Recording/ - Camera Frame Height	2
Series 5 Recording/ - Camera Frame Width	4
Series 5 Recording/ - Camera Offset X	0.0
Series 5 Recording/ - Camera Offset Y	0.0
Series 5 Recording/ - Camera Supersampling	0
Series 5 Recording/ - Images Height	512
Series 5 Recording/ - Images Width	512
Series 5 Recording/ - Interpolation Y	1
Series 5 Recording/ - Line Spacing	0.7198148713386512
Series 5 Recording/ - Lines Per Plane	512
Series 5 Recording/ - Linescan XY Size	512
Series 5 Recording/ - Name	FCbSwt2@
Series 5 Recording/ - Number of Channels	3
Series 5 Recording/ - Number of Planes	1
Series 5 Recording/ - Number of Stacks	1
Series 5 Recording/ - Objective	Plan-Neofluar 25x/0.8 Imm corr DICa
Series 5 Recording/ - Original Scan Data	0
Series 5 Recording/ - Plane Height	368.5452141253894
Series 5 Recording/ - Plane Spacing	1.0
Series 5 Recording/ - Plane Width	368.5452141253894
Series 5 Recording/ - Planes Per Volume	1
Series 5 Recording/ - Position B/C Contrast 1	15707.199999999983
Series 5 Recording/ - Position B/C Contrast 2	15707.199999999983
Series 5 Recording/ - Precession	0.0
Series 5 Recording/ - Rotation	0.0
Series 5 Recording/ - Sample 0Time	40003.40250994213
Series 5 Recording/ - Sample 0X	0.0
Series 5 Recording/ - Sample 0Y	0.0
Series 5 Recording/ - Sample 0Z	0.0
Series 5 Recording/ - Sample Spacing	0.7198148713386512
Series 5 Recording/ - Samples Per Line	512
Series 5 Recording/ - Scan Direction	0
Series 5 Recording/ - Scan Mode	Plane
Series 5 Recording/ - Scan Type	unused
Series 5 Recording/ - Special Scan Mode	NoSpecialMode
Series 5 Recording/ - Start Scan Event	0
Series 5 Recording/ - Start Scan Time	0.0
Series 5 Recording/ - Start Scan Trigger In	NoneC
Series 5 Recording/ - Start Scan Trigger Out	None
Series 5 Recording/ - Stop Scan Event	0
Series 5 Recording/ - Stop Scan Time	0.0
Series 5 Recording/ - Stop Scan Trigger In	NoneC
Series 5 Recording/ - Stop Scan Trigger Out	None
Series 5 Recording/ - Time Series	0
Series 5 Recording/ - Use B/C Correction	0
Series 5 Recording/ - Use ROIs	0
Series 5 Recording/ - Use Reduced Memory ROIs	0
Series 5 Recording/ - User	ametz
Series 5 Recording/ - Volume Depth	0.0
Series 5 Recording/ - Zoom X	1.0
Series 5 Recording/ - Zoom Y	1.0
Series 5 Recording/ - Zoom Z	1.0
Series 5 Recording/ - null	None
Series 5 Recording/Lasers/ - null	0.0
Series 5 Recording/Lasers/Laser 1/ - Acquire	-1
Series 5 Recording/Lasers/Laser 1/ - Name	Laser Diode 405x
Series 5 Recording/Lasers/Laser 1/ - Power	25.0
Series 5 Recording/Lasers/Laser 1/ - null	0.0
Series 5 Recording/Lasers/Laser 2/ - Acquire	-1
Series 5 Recording/Lasers/Laser 2/ - Name	Argon/2
Series 5 Recording/Lasers/Laser 2/ - Power	7.5
Series 5 Recording/Lasers/Laser 2/ - null	25.0
Series 5 Recording/Lasers/Laser 3/ - Acquire	-1
Series 5 Recording/Lasers/Laser 3/ - Name	HeNe1
Series 5 Recording/Lasers/Laser 3/ - Power	1.0
Series 5 Recording/Lasers/Laser 3/ - null	7.5
Series 5 Recording/Lasers/Laser 4/ - Acquire	0
Series 5 Recording/Lasers/Laser 4/ - Name	HeNe2
Series 5 Recording/Lasers/Laser 4/ - Power	0.0
Series 5 Recording/Lasers/Laser 4/ - null	1.0
Series 5 Recording/Markers/ - null	None
Series 5 Recording/Markers/Marker 1/ - Description	%
Series 5 Recording/Markers/Marker 1/ - Name	Marker1#
Series 5 Recording/Markers/Marker 1/ - Trigger In	None*
Series 5 Recording/Markers/Marker 1/ - Trigger Out	None)
Series 5 Recording/Markers/Marker 1/ - null	0
Series 5 Recording/Markers/Marker 2/ - Name	Marker2
Series 5 Recording/Markers/Marker 2/ - Trigger In	None=
Series 5 Recording/Markers/Marker 2/ - Trigger Out	None#
Series 5 Recording/Markers/Marker 2/ - null	None)
Series 5 Recording/Markers/Marker 3/ - Name	Marker3(
Series 5 Recording/Markers/Marker 3/ - Trigger In	None,
Series 5 Recording/Markers/Marker 3/ - Trigger Out	None
Series 5 Recording/Markers/Marker 3/ - null	None#
Series 5 Recording/Markers/Marker 4/ - Name	Marker4
Series 5 Recording/Markers/Marker 4/ - Trigger In	None
Series 5 Recording/Markers/Marker 4/ - Trigger Out	None
Series 5 Recording/Markers/Marker 4/ - null	None
Series 5 Recording/Markers/Marker 5/ - Description	)
Series 5 Recording/Markers/Marker 5/ - Name	Marker54
Series 5 Recording/Markers/Marker 5/ - Trigger In	None!
Series 5 Recording/Markers/Marker 5/ - Trigger Out	None3
Series 5 Recording/Markers/Marker 5/ - null	None
Series 5 Recording/Markers/Marker 6/ - Name	Marker6H
Series 5 Recording/Markers/Marker 6/ - Trigger In	None
Series 5 Recording/Markers/Marker 6/ - Trigger Out	None
Series 5 Recording/Markers/Marker 6/ - null	None3
Series 5 Recording/Markers/Marker 7/ - Description	#
Series 5 Recording/Markers/Marker 7/ - Name	Marker7E
Series 5 Recording/Markers/Marker 7/ - Trigger In	None7
Series 5 Recording/Markers/Marker 7/ - Trigger Out	None
Series 5 Recording/Markers/Marker 7/ - null	None
Series 5 Recording/Timers/ - null	0
Series 5 Recording/Timers/Timer 1/ - Interval	1.0
Series 5 Recording/Timers/Timer 1/ - Name	Timer1U
Series 5 Recording/Timers/Timer 1/ - Trigger In	None
Series 5 Recording/Timers/Timer 1/ - Trigger Out	None
Series 5 Recording/Timers/Timer 1/ - null	0
Series 5 Recording/Timers/Timer 2/ - Interval	0.0
Series 5 Recording/Timers/Timer 2/ - Name	Timer2)
Series 5 Recording/Timers/Timer 2/ - Trigger In	None
Series 5 Recording/Timers/Timer 2/ - Trigger Out	None%
Series 5 Recording/Timers/Timer 2/ - null	0
Series 5 Recording/Timers/Timer 3/ - Interval	0.0
Series 5 Recording/Timers/Timer 3/ - Name	Timer3)
Series 5 Recording/Timers/Timer 3/ - Trigger In	None:
Series 5 Recording/Timers/Timer 3/ - Trigger Out	None
Series 5 Recording/Timers/Timer 3/ - null	0
Series 5 Recording/Timers/Timer 4/ - Interval	0.0
Series 5 Recording/Timers/Timer 4/ - Name	Timer4
Series 5 Recording/Timers/Timer 4/ - Trigger In	None
Series 5 Recording/Timers/Timer 4/ - Trigger Out	None
Series 5 Recording/Timers/Timer 4/ - null	0
Series 5 Recording/Timers/Timer 5/ - Interval	0.0
Series 5 Recording/Timers/Timer 5/ - Name	Timer5
Series 5 Recording/Timers/Timer 5/ - Trigger In	None,
Series 5 Recording/Timers/Timer 5/ - Trigger Out	None
Series 5 Recording/Timers/Timer 5/ - null	0
Series 5 Recording/Timers/Timer 6/ - Interval	0.0
Series 5 Recording/Timers/Timer 6/ - Name	Timer6
Series 5 Recording/Timers/Timer 6/ - Trigger In	None
Series 5 Recording/Timers/Timer 6/ - Trigger Out	None
Series 5 Recording/Timers/Timer 6/ - null	0
Series 5 Recording/Tracks/ - null	0.0
Series 5 Recording/Tracks/Track 1/ - Acquire	0
Series 5 Recording/Tracks/Track 1/ - Bleach After Scan Number	0
Series 5 Recording/Tracks/Track 1/ - Bleach Count	1
Series 5 Recording/Tracks/Track 1/ - Bleach Position Z	0.0
Series 5 Recording/Tracks/Track 1/ - Bleach Scan Number	1
Series 5 Recording/Tracks/Track 1/ - Collimator 1 Name	IR/Vis
Series 5 Recording/Tracks/Track 1/ - Collimator 1 Position	1
Series 5 Recording/Tracks/Track 1/ - Collimator 2 Name	UV/Vis
Series 5 Recording/Tracks/Track 1/ - Collimator 2 Position	52
Series 5 Recording/Tracks/Track 1/ - Condensor Aperture	0.0
Series 5 Recording/Tracks/Track 1/ - Condensor Frontlens	0
Series 5 Recording/Tracks/Track 1/ - Enable Spot Bleach Pos	0
Series 5 Recording/Tracks/Track 1/ - Field Stop Value	98.27235772357723
Series 5 Recording/Tracks/Track 1/ - ID Condensor Aperture	K
Series 5 Recording/Tracks/Track 1/ - ID Condensor Frontlens	h
Series 5 Recording/Tracks/Track 1/ - ID Condensor Revolver	5
Series 5 Recording/Tracks/Track 1/ - ID Field Stop	LFB1
Series 5 Recording/Tracks/Track 1/ - ID Transmission 1	1.0
Series 5 Recording/Tracks/Track 1/ - ID Transmission 2	1.0
Series 5 Recording/Tracks/Track 1/ - ID Transmission Filter 1	FWVirtual
Series 5 Recording/Tracks/Track 1/ - ID Transmission Filter 2	9
Series 5 Recording/Tracks/Track 1/ - Is Bleach Track	0
Series 5 Recording/Tracks/Track 1/ - Is Ratio Track	0
Series 5 Recording/Tracks/Track 1/ - Multiplex Order	4
Series 5 Recording/Tracks/Track 1/ - Multiplex Type	1
Series 5 Recording/Tracks/Track 1/ - Name	LambdaI
Series 5 Recording/Tracks/Track 1/ - Pixel Time	12.79999992220837
Series 5 Recording/Tracks/Track 1/ - Repeat Bleach	0
Series 5 Recording/Tracks/Track 1/ - SPI Center Wavelength	582.53
Series 5 Recording/Tracks/Track 1/ - Sampling Method	1
Series 5 Recording/Tracks/Track 1/ - Sampling Mode	1
Series 5 Recording/Tracks/Track 1/ - Sampling Number	4
Series 5 Recording/Tracks/Track 1/ - Spot Bleach Position X	0.0
Series 5 Recording/Tracks/Track 1/ - Spot Bleach Position Y	0.0
Series 5 Recording/Tracks/Track 1/ - Trigger In	None=
Series 5 Recording/Tracks/Track 1/ - Trigger Out	NoneD
Series 5 Recording/Tracks/Track 1/ - null	0.0
Series 5 Recording/Tracks/Track 1/Beam Splitters/ - null	FW1
Series 5 Recording/Tracks/Track 1/Beam Splitters/Beam Splitter 1/ - Filter	HFT 405/488/543%
Series 5 Recording/Tracks/Track 1/Beam Splitters/Beam Splitter 1/ - Filter Set	HT
Series 5 Recording/Tracks/Track 1/Beam Splitters/Beam Splitter 1/ - Name	HT
Series 5 Recording/Tracks/Track 1/Beam Splitters/Beam Splitter 1/ - null	575.0
Series 5 Recording/Tracks/Track 1/Beam Splitters/Beam Splitter 2/ - Filter	None
Series 5 Recording/Tracks/Track 1/Beam Splitters/Beam Splitter 2/ - Filter Set	NT1.
Series 5 Recording/Tracks/Track 1/Beam Splitters/Beam Splitter 2/ - Name	NT1
Series 5 Recording/Tracks/Track 1/Beam Splitters/Beam Splitter 2/ - null	HT
Series 5 Recording/Tracks/Track 1/Beam Splitters/Beam Splitter 3/ - Filter	NFT 490.
Series 5 Recording/Tracks/Track 1/Beam Splitters/Beam Splitter 3/ - Filter Set	NT2
Series 5 Recording/Tracks/Track 1/Beam Splitters/Beam Splitter 3/ - Name	NT2o
Series 5 Recording/Tracks/Track 1/Beam Splitters/Beam Splitter 3/ - null	NT1
Series 5 Recording/Tracks/Track 1/Beam Splitters/Beam Splitter 4/ - Filter	None
Series 5 Recording/Tracks/Track 1/Beam Splitters/Beam Splitter 4/ - Filter Set	NT3
Series 5 Recording/Tracks/Track 1/Beam Splitters/Beam Splitter 4/ - Name	NT3
Series 5 Recording/Tracks/Track 1/Beam Splitters/Beam Splitter 4/ - null	NT2o
Series 5 Recording/Tracks/Track 1/Beam Splitters/Beam Splitter 5/ - Filter	None
Series 5 Recording/Tracks/Track 1/Beam Splitters/Beam Splitter 5/ - Filter Set	FW1
Series 5 Recording/Tracks/Track 1/Beam Splitters/Beam Splitter 5/ - Name	FW1
Series 5 Recording/Tracks/Track 1/Beam Splitters/Beam Splitter 5/ - null	NT3
Series 5 Recording/Tracks/Track 1/Data Channels/ - null	0.0
Series 5 Recording/Tracks/Track 1/Data Channels/Data Channel 1/ - Acquire	-1
Series 5 Recording/Tracks/Track 1/Data Channels/Data Channel 1/ - Bits Per Sample	8
Series 5 Recording/Tracks/Track 1/Data Channels/Data Channel 1/ - Color	10026752
Series 5 Recording/Tracks/Track 1/Data Channels/Data Channel 1/ - Name	Ch3
Series 5 Recording/Tracks/Track 1/Data Channels/Data Channel 1/ - Ratio Channel 1	Ch1E
Series 5 Recording/Tracks/Track 1/Data Channels/Data Channel 1/ - Ratio Channel 2	Ch1
Series 5 Recording/Tracks/Track 1/Data Channels/Data Channel 1/ - Ratio Const. 1	0.0
Series 5 Recording/Tracks/Track 1/Data Channels/Data Channel 1/ - Ratio Const. 2	0.0
Series 5 Recording/Tracks/Track 1/Data Channels/Data Channel 1/ - Ratio Const. 3	1.0
Series 5 Recording/Tracks/Track 1/Data Channels/Data Channel 1/ - Ratio Const. 4	0.0
Series 5 Recording/Tracks/Track 1/Data Channels/Data Channel 1/ - Ratio Const. 5	1.0
Series 5 Recording/Tracks/Track 1/Data Channels/Data Channel 1/ - Ratio Const. 6	0.0
Series 5 Recording/Tracks/Track 1/Data Channels/Data Channel 1/ - Ratio First Images 1	-1
Series 5 Recording/Tracks/Track 1/Data Channels/Data Channel 1/ - Ratio First Images 2	-1
Series 5 Recording/Tracks/Track 1/Data Channels/Data Channel 1/ - Ratio Track 1	0
Series 5 Recording/Tracks/Track 1/Data Channels/Data Channel 1/ - Ratio Track 2	0
Series 5 Recording/Tracks/Track 1/Data Channels/Data Channel 1/ - Ratio Type	0
Series 5 Recording/Tracks/Track 1/Data Channels/Data Channel 1/ - Sample Type	1
Series 5 Recording/Tracks/Track 1/Data Channels/Data Channel 1/ - Spectrum	-1.0000 -1.0000 -1.0000 -1.0000 -1.0000 -1.0000 -1.0000 -1.0000 -1.0000 -1.0000 -1.0000 -1.0000 -1.0000 -1.0000 -1.0000 -1.0000 -1.0000 -1.0000 -1.0000 -1.0000 -1.0000 -1.0000 -1.0000 -1.0000 -1.0000 -1.0000 -1.0000 -1.0000 -1.0000 -1.0000 -1.0000 -1.0000 1.0000 0.0000=
Series 5 Recording/Tracks/Track 1/Data Channels/Data Channel 1/ - null	0
Series 5 Recording/Tracks/Track 1/Detection Channels/ - null	575.0
Series 5 Recording/Tracks/Track 1/Detection Channels/Detection Channel 10/ - Acquire	-1
Series 5 Recording/Tracks/Track 1/Detection Channels/Detection Channel 10/ - Amplifier Gain	1.0
Series 5 Recording/Tracks/Track 1/Detection Channels/Detection Channel 10/ - Amplifier Gain B/C 1	1.0
Series 5 Recording/Tracks/Track 1/Detection Channels/Detection Channel 10/ - Amplifier Gain B/C 2	1.0
Series 5 Recording/Tracks/Track 1/Detection Channels/Detection Channel 10/ - Amplifier Offset	0.1
Series 5 Recording/Tracks/Track 1/Detection Channels/Detection Channel 10/ - Amplifier Offset B/C 1	0.1
Series 5 Recording/Tracks/Track 1/Detection Channels/Detection Channel 10/ - Amplifier Offset B/C 2	0.1
Series 5 Recording/Tracks/Track 1/Detection Channels/Detection Channel 10/ - Detection Channel Name	ChS*
Series 5 Recording/Tracks/Track 1/Detection Channels/Detection Channel 10/ - Detector Gain	836.6568914956013
Series 5 Recording/Tracks/Track 1/Detection Channels/Detection Channel 10/ - Detector Gain B/C 1	0.0
Series 5 Recording/Tracks/Track 1/Detection Channels/Detection Channel 10/ - Detector Gain B/C 2	0.0
Series 5 Recording/Tracks/Track 1/Detection Channels/Detection Channel 10/ - Detector Name	PmtSPI1
Series 5 Recording/Tracks/Track 1/Detection Channels/Detection Channel 10/ - Dye Folder	e
Series 5 Recording/Tracks/Track 1/Detection Channels/Detection Channel 10/ - Dye Name	9
Series 5 Recording/Tracks/Track 1/Detection Channels/Detection Channel 10/ - Integrator Name	8
Series 5 Recording/Tracks/Track 1/Detection Channels/Detection Channel 10/ - Pinhole Diameter	162.0
Series 5 Recording/Tracks/Track 1/Detection Channels/Detection Channel 10/ - Pinhole Name	PH1!
Series 5 Recording/Tracks/Track 1/Detection Channels/Detection Channel 10/ - SPI Wavelength End	753.73
Series 5 Recording/Tracks/Track 1/Detection Channels/Detection Channel 10/ - SPI Wavelength Start	411.33
Series 5 Recording/Tracks/Track 1/Detection Channels/Detection Channel 10/ - Spectral Scan Channels	32
Series 5 Recording/Tracks/Track 1/Detection Channels/Detection Channel 10/ - null	575.0
Series 5 Recording/Tracks/Track 1/Detection Channels/Detection Channel 11/ - Acquire	0
Series 5 Recording/Tracks/Track 1/Detection Channels/Detection Channel 11/ - Amplifier Gain	1.0
Series 5 Recording/Tracks/Track 1/Detection Channels/Detection Channel 11/ - Amplifier Gain B/C 1	1.0
Series 5 Recording/Tracks/Track 1/Detection Channels/Detection Channel 11/ - Amplifier Gain B/C 2	1.0
Series 5 Recording/Tracks/Track 1/Detection Channels/Detection Channel 11/ - Amplifier Offset	0.1
Series 5 Recording/Tracks/Track 1/Detection Channels/Detection Channel 11/ - Amplifier Offset B/C 1	0.1
Series 5 Recording/Tracks/Track 1/Detection Channels/Detection Channel 11/ - Amplifier Offset B/C 2	0.1
Series 5 Recording/Tracks/Track 1/Detection Channels/Detection Channel 11/ - Detection Channel Name	Ch2
Series 5 Recording/Tracks/Track 1/Detection Channels/Detection Channel 11/ - Detector Gain	715.686274509804
Series 5 Recording/Tracks/Track 1/Detection Channels/Detection Channel 11/ - Detector Gain B/C 1	0.0
Series 5 Recording/Tracks/Track 1/Detection Channels/Detection Channel 11/ - Detector Gain B/C 2	0.0
Series 5 Recording/Tracks/Track 1/Detection Channels/Detection Channel 11/ - Detector Name	Pmt2%
Series 5 Recording/Tracks/Track 1/Detection Channels/Detection Channel 11/ - Filter Name	BP 420-480
Series 5 Recording/Tracks/Track 1/Detection Channels/Detection Channel 11/ - Filter Set Name	EF2
Series 5 Recording/Tracks/Track 1/Detection Channels/Detection Channel 11/ - Pinhole Diameter	57.0
Series 5 Recording/Tracks/Track 1/Detection Channels/Detection Channel 11/ - Pinhole Name	PH2
Series 5 Recording/Tracks/Track 1/Detection Channels/Detection Channel 11/ - SPI Wavelength End	735.0
Series 5 Recording/Tracks/Track 1/Detection Channels/Detection Channel 11/ - SPI Wavelength Start	415.0
Series 5 Recording/Tracks/Track 1/Detection Channels/Detection Channel 11/ - Spectral Scan Channels	32
Series 5 Recording/Tracks/Track 1/Detection Channels/Detection Channel 11/ - null	575.0
Series 5 Recording/Tracks/Track 1/Detection Channels/Detection Channel 12/ - Acquire	0
Series 5 Recording/Tracks/Track 1/Detection Channels/Detection Channel 12/ - Amplifier Gain	1.0
Series 5 Recording/Tracks/Track 1/Detection Channels/Detection Channel 12/ - Amplifier Gain B/C 1	1.0
Series 5 Recording/Tracks/Track 1/Detection Channels/Detection Channel 12/ - Amplifier Gain B/C 2	1.0
Series 5 Recording/Tracks/Track 1/Detection Channels/Detection Channel 12/ - Amplifier Offset	0.1
Series 5 Recording/Tracks/Track 1/Detection Channels/Detection Channel 12/ - Amplifier Offset B/C 1	0.1
Series 5 Recording/Tracks/Track 1/Detection Channels/Detection Channel 12/ - Amplifier Offset B/C 2	0.1
Series 5 Recording/Tracks/Track 1/Detection Channels/Detection Channel 12/ - Detection Channel Name	Ch3
Series 5 Recording/Tracks/Track 1/Detection Channels/Detection Channel 12/ - Detector Gain	1029.4117647058822
Series 5 Recording/Tracks/Track 1/Detection Channels/Detection Channel 12/ - Detector Gain B/C 1	0.0
Series 5 Recording/Tracks/Track 1/Detection Channels/Detection Channel 12/ - Detector Gain B/C 2	0.0
Series 5 Recording/Tracks/Track 1/Detection Channels/Detection Channel 12/ - Detector Name	Pmt3
Series 5 Recording/Tracks/Track 1/Detection Channels/Detection Channel 12/ - Dye Folder	D
Series 5 Recording/Tracks/Track 1/Detection Channels/Detection Channel 12/ - Dye Name	Y
Series 5 Recording/Tracks/Track 1/Detection Channels/Detection Channel 12/ - Filter Name	BP 505-530
Series 5 Recording/Tracks/Track 1/Detection Channels/Detection Channel 12/ - Filter Set Name	EF3
Series 5 Recording/Tracks/Track 1/Detection Channels/Detection Channel 12/ - Integrator Name	W
Series 5 Recording/Tracks/Track 1/Detection Channels/Detection Channel 12/ - Pinhole Diameter	66.0
Series 5 Recording/Tracks/Track 1/Detection Channels/Detection Channel 12/ - Pinhole Name	PH3/
Series 5 Recording/Tracks/Track 1/Detection Channels/Detection Channel 12/ - SPI Wavelength End	735.0
Series 5 Recording/Tracks/Track 1/Detection Channels/Detection Channel 12/ - SPI Wavelength Start	415.0
Series 5 Recording/Tracks/Track 1/Detection Channels/Detection Channel 12/ - Spectral Scan Channels	32
Series 5 Recording/Tracks/Track 1/Detection Channels/Detection Channel 12/ - null	575.0
Series 5 Recording/Tracks/Track 1/Detection Channels/Detection Channel 13/ - Acquire	0
Series 5 Recording/Tracks/Track 1/Detection Channels/Detection Channel 13/ - Amplifier Gain	1.0
Series 5 Recording/Tracks/Track 1/Detection Channels/Detection Channel 13/ - Amplifier Gain B/C 1	1.0
Series 5 Recording/Tracks/Track 1/Detection Channels/Detection Channel 13/ - Amplifier Gain B/C 2	1.0
Series 5 Recording/Tracks/Track 1/Detection Channels/Detection Channel 13/ - Amplifier Offset	0.1
Series 5 Recording/Tracks/Track 1/Detection Channels/Detection Channel 13/ - Amplifier Offset B/C 1	0.1
Series 5 Recording/Tracks/Track 1/Detection Channels/Detection Channel 13/ - Amplifier Offset B/C 2	0.1
Series 5 Recording/Tracks/Track 1/Detection Channels/Detection Channel 13/ - Detection Channel Name	ChDF
Series 5 Recording/Tracks/Track 1/Detection Channels/Detection Channel 13/ - Detector Gain	78.43137254901961
Series 5 Recording/Tracks/Track 1/Detection Channels/Detection Channel 13/ - Detector Gain B/C 1	0.0
Series 5 Recording/Tracks/Track 1/Detection Channels/Detection Channel 13/ - Detector Gain B/C 2	0.0
Series 5 Recording/Tracks/Track 1/Detection Channels/Detection Channel 13/ - Detector Name	PmtD;
Series 5 Recording/Tracks/Track 1/Detection Channels/Detection Channel 13/ - Dye Folder	1
Series 5 Recording/Tracks/Track 1/Detection Channels/Detection Channel 13/ - Dye Name	`
Series 5 Recording/Tracks/Track 1/Detection Channels/Detection Channel 13/ - Integrator Name	IntegratorD-
Series 5 Recording/Tracks/Track 1/Detection Channels/Detection Channel 13/ - Pinhole Diameter	0.0
Series 5 Recording/Tracks/Track 1/Detection Channels/Detection Channel 13/ - Pinhole Name	?
Series 5 Recording/Tracks/Track 1/Detection Channels/Detection Channel 13/ - SPI Wavelength End	735.0
Series 5 Recording/Tracks/Track 1/Detection Channels/Detection Channel 13/ - SPI Wavelength Start	415.0
Series 5 Recording/Tracks/Track 1/Detection Channels/Detection Channel 13/ - Spectral Scan Channels	32
Series 5 Recording/Tracks/Track 1/Detection Channels/Detection Channel 13/ - null	575.0
Series 5 Recording/Tracks/Track 1/Detection Channels/Detection Channel 2/ - Acquire	0
Series 5 Recording/Tracks/Track 1/Detection Channels/Detection Channel 2/ - Amplifier Gain	1.0
Series 5 Recording/Tracks/Track 1/Detection Channels/Detection Channel 2/ - Amplifier Gain B/C 1	1.0
Series 5 Recording/Tracks/Track 1/Detection Channels/Detection Channel 2/ - Amplifier Gain B/C 2	1.0
Series 5 Recording/Tracks/Track 1/Detection Channels/Detection Channel 2/ - Amplifier Offset	0.1
Series 5 Recording/Tracks/Track 1/Detection Channels/Detection Channel 2/ - Amplifier Offset B/C 1	0.1
Series 5 Recording/Tracks/Track 1/Detection Channels/Detection Channel 2/ - Amplifier Offset B/C 2	0.1
Series 5 Recording/Tracks/Track 1/Detection Channels/Detection Channel 2/ - Detection Channel Name	ChS1
Series 5 Recording/Tracks/Track 1/Detection Channels/Detection Channel 2/ - Detector Gain	836.6568914956013
Series 5 Recording/Tracks/Track 1/Detection Channels/Detection Channel 2/ - Detector Gain B/C 1	0.0
Series 5 Recording/Tracks/Track 1/Detection Channels/Detection Channel 2/ - Detector Gain B/C 2	0.0
Series 5 Recording/Tracks/Track 1/Detection Channels/Detection Channel 2/ - Detector Name	PmtSPI1
Series 5 Recording/Tracks/Track 1/Detection Channels/Detection Channel 2/ - Integrator Name	IntegratorSPI
Series 5 Recording/Tracks/Track 1/Detection Channels/Detection Channel 2/ - Pinhole Diameter	162.0
Series 5 Recording/Tracks/Track 1/Detection Channels/Detection Channel 2/ - Pinhole Name	PH1B
Series 5 Recording/Tracks/Track 1/Detection Channels/Detection Channel 2/ - SPI Wavelength End	753.73
Series 5 Recording/Tracks/Track 1/Detection Channels/Detection Channel 2/ - SPI Wavelength Start	411.33
Series 5 Recording/Tracks/Track 1/Detection Channels/Detection Channel 2/ - Spectral Scan Channels	32
Series 5 Recording/Tracks/Track 1/Detection Channels/Detection Channel 2/ - null	575.0
Series 5 Recording/Tracks/Track 1/Detection Channels/Detection Channel 3/ - Acquire	0
Series 5 Recording/Tracks/Track 1/Detection Channels/Detection Channel 3/ - Amplifier Gain	1.0
Series 5 Recording/Tracks/Track 1/Detection Channels/Detection Channel 3/ - Amplifier Gain B/C 1	1.0
Series 5 Recording/Tracks/Track 1/Detection Channels/Detection Channel 3/ - Amplifier Gain B/C 2	1.0
Series 5 Recording/Tracks/Track 1/Detection Channels/Detection Channel 3/ - Amplifier Offset	0.1
Series 5 Recording/Tracks/Track 1/Detection Channels/Detection Channel 3/ - Amplifier Offset B/C 1	0.1
Series 5 Recording/Tracks/Track 1/Detection Channels/Detection Channel 3/ - Amplifier Offset B/C 2	0.1
Series 5 Recording/Tracks/Track 1/Detection Channels/Detection Channel 3/ - Detection Channel Name	ChS2
Series 5 Recording/Tracks/Track 1/Detection Channels/Detection Channel 3/ - Detector Gain	836.6568914956013
Series 5 Recording/Tracks/Track 1/Detection Channels/Detection Channel 3/ - Detector Gain B/C 1	0.0
Series 5 Recording/Tracks/Track 1/Detection Channels/Detection Channel 3/ - Detector Gain B/C 2	0.0
Series 5 Recording/Tracks/Track 1/Detection Channels/Detection Channel 3/ - Detector Name	PmtSPI1
Series 5 Recording/Tracks/Track 1/Detection Channels/Detection Channel 3/ - Dye Folder	+
Series 5 Recording/Tracks/Track 1/Detection Channels/Detection Channel 3/ - Dye Name	D
Series 5 Recording/Tracks/Track 1/Detection Channels/Detection Channel 3/ - Integrator Name	IntegratorSPI
Series 5 Recording/Tracks/Track 1/Detection Channels/Detection Channel 3/ - Pinhole Diameter	162.0
Series 5 Recording/Tracks/Track 1/Detection Channels/Detection Channel 3/ - Pinhole Name	PH1
Series 5 Recording/Tracks/Track 1/Detection Channels/Detection Channel 3/ - SPI Wavelength End	753.73
Series 5 Recording/Tracks/Track 1/Detection Channels/Detection Channel 3/ - SPI Wavelength Start	411.33
Series 5 Recording/Tracks/Track 1/Detection Channels/Detection Channel 3/ - Spectral Scan Channels	32
Series 5 Recording/Tracks/Track 1/Detection Channels/Detection Channel 3/ - null	575.0
Series 5 Recording/Tracks/Track 1/Detection Channels/Detection Channel 4/ - Acquire	0
Series 5 Recording/Tracks/Track 1/Detection Channels/Detection Channel 4/ - Amplifier Gain	1.0
Series 5 Recording/Tracks/Track 1/Detection Channels/Detection Channel 4/ - Amplifier Gain B/C 1	1.0
Series 5 Recording/Tracks/Track 1/Detection Channels/Detection Channel 4/ - Amplifier Gain B/C 2	1.0
Series 5 Recording/Tracks/Track 1/Detection Channels/Detection Channel 4/ - Amplifier Offset	0.1
Series 5 Recording/Tracks/Track 1/Detection Channels/Detection Channel 4/ - Amplifier Offset B/C 1	0.1
Series 5 Recording/Tracks/Track 1/Detection Channels/Detection Channel 4/ - Amplifier Offset B/C 2	0.1
Series 5 Recording/Tracks/Track 1/Detection Channels/Detection Channel 4/ - Detection Channel Name	ChS3
Series 5 Recording/Tracks/Track 1/Detection Channels/Detection Channel 4/ - Detector Gain	836.6568914956013
Series 5 Recording/Tracks/Track 1/Detection Channels/Detection Channel 4/ - Detector Gain B/C 1	0.0
Series 5 Recording/Tracks/Track 1/Detection Channels/Detection Channel 4/ - Detector Gain B/C 2	0.0
Series 5 Recording/Tracks/Track 1/Detection Channels/Detection Channel 4/ - Detector Name	PmtSPI1!
Series 5 Recording/Tracks/Track 1/Detection Channels/Detection Channel 4/ - Dye Folder	C
Series 5 Recording/Tracks/Track 1/Detection Channels/Detection Channel 4/ - Dye Name	%
Series 5 Recording/Tracks/Track 1/Detection Channels/Detection Channel 4/ - Integrator Name	IntegratorSPI
Series 5 Recording/Tracks/Track 1/Detection Channels/Detection Channel 4/ - Pinhole Diameter	162.0
Series 5 Recording/Tracks/Track 1/Detection Channels/Detection Channel 4/ - Pinhole Name	PH1
Series 5 Recording/Tracks/Track 1/Detection Channels/Detection Channel 4/ - SPI Wavelength End	753.73
Series 5 Recording/Tracks/Track 1/Detection Channels/Detection Channel 4/ - SPI Wavelength Start	411.33
Series 5 Recording/Tracks/Track 1/Detection Channels/Detection Channel 4/ - Spectral Scan Channels	32
Series 5 Recording/Tracks/Track 1/Detection Channels/Detection Channel 4/ - null	575.0
Series 5 Recording/Tracks/Track 1/Detection Channels/Detection Channel 5/ - Acquire	0
Series 5 Recording/Tracks/Track 1/Detection Channels/Detection Channel 5/ - Amplifier Gain	1.0
Series 5 Recording/Tracks/Track 1/Detection Channels/Detection Channel 5/ - Amplifier Gain B/C 1	1.0
Series 5 Recording/Tracks/Track 1/Detection Channels/Detection Channel 5/ - Amplifier Gain B/C 2	1.0
Series 5 Recording/Tracks/Track 1/Detection Channels/Detection Channel 5/ - Amplifier Offset	0.1
Series 5 Recording/Tracks/Track 1/Detection Channels/Detection Channel 5/ - Amplifier Offset B/C 1	0.1
Series 5 Recording/Tracks/Track 1/Detection Channels/Detection Channel 5/ - Amplifier Offset B/C 2	0.1
Series 5 Recording/Tracks/Track 1/Detection Channels/Detection Channel 5/ - Detection Channel Name	ChS42
Series 5 Recording/Tracks/Track 1/Detection Channels/Detection Channel 5/ - Detector Gain	836.6568914956013
Series 5 Recording/Tracks/Track 1/Detection Channels/Detection Channel 5/ - Detector Gain B/C 1	0.0
Series 5 Recording/Tracks/Track 1/Detection Channels/Detection Channel 5/ - Detector Gain B/C 2	0.0
Series 5 Recording/Tracks/Track 1/Detection Channels/Detection Channel 5/ - Detector Name	PmtSPI1
Series 5 Recording/Tracks/Track 1/Detection Channels/Detection Channel 5/ - Dye Folder	.
Series 5 Recording/Tracks/Track 1/Detection Channels/Detection Channel 5/ - Dye Name	2
Series 5 Recording/Tracks/Track 1/Detection Channels/Detection Channel 5/ - Integrator Name	IntegratorSPI0
Series 5 Recording/Tracks/Track 1/Detection Channels/Detection Channel 5/ - Pinhole Diameter	162.0
Series 5 Recording/Tracks/Track 1/Detection Channels/Detection Channel 5/ - Pinhole Name	PH1!
Series 5 Recording/Tracks/Track 1/Detection Channels/Detection Channel 5/ - SPI Wavelength End	753.73
Series 5 Recording/Tracks/Track 1/Detection Channels/Detection Channel 5/ - SPI Wavelength Start	411.33
Series 5 Recording/Tracks/Track 1/Detection Channels/Detection Channel 5/ - Spectral Scan Channels	32
Series 5 Recording/Tracks/Track 1/Detection Channels/Detection Channel 5/ - null	575.0
Series 5 Recording/Tracks/Track 1/Detection Channels/Detection Channel 6/ - Acquire	0
Series 5 Recording/Tracks/Track 1/Detection Channels/Detection Channel 6/ - Amplifier Gain	1.0
Series 5 Recording/Tracks/Track 1/Detection Channels/Detection Channel 6/ - Amplifier Gain B/C 1	1.0
Series 5 Recording/Tracks/Track 1/Detection Channels/Detection Channel 6/ - Amplifier Gain B/C 2	1.0
Series 5 Recording/Tracks/Track 1/Detection Channels/Detection Channel 6/ - Amplifier Offset	0.1
Series 5 Recording/Tracks/Track 1/Detection Channels/Detection Channel 6/ - Amplifier Offset B/C 1	0.1
Series 5 Recording/Tracks/Track 1/Detection Channels/Detection Channel 6/ - Amplifier Offset B/C 2	0.1
Series 5 Recording/Tracks/Track 1/Detection Channels/Detection Channel 6/ - Detection Channel Name	ChS5:
Series 5 Recording/Tracks/Track 1/Detection Channels/Detection Channel 6/ - Detector Gain	836.6568914956013
Series 5 Recording/Tracks/Track 1/Detection Channels/Detection Channel 6/ - Detector Gain B/C 1	0.0
Series 5 Recording/Tracks/Track 1/Detection Channels/Detection Channel 6/ - Detector Gain B/C 2	0.0
Series 5 Recording/Tracks/Track 1/Detection Channels/Detection Channel 6/ - Detector Name	PmtSPI1
Series 5 Recording/Tracks/Track 1/Detection Channels/Detection Channel 6/ - Dye Folder	7
Series 5 Recording/Tracks/Track 1/Detection Channels/Detection Channel 6/ - Dye Name	,
Series 5 Recording/Tracks/Track 1/Detection Channels/Detection Channel 6/ - Integrator Name	IntegratorSPI
Series 5 Recording/Tracks/Track 1/Detection Channels/Detection Channel 6/ - Pinhole Diameter	162.0
Series 5 Recording/Tracks/Track 1/Detection Channels/Detection Channel 6/ - Pinhole Name	PH10
Series 5 Recording/Tracks/Track 1/Detection Channels/Detection Channel 6/ - SPI Wavelength End	753.73
Series 5 Recording/Tracks/Track 1/Detection Channels/Detection Channel 6/ - SPI Wavelength Start	411.33
Series 5 Recording/Tracks/Track 1/Detection Channels/Detection Channel 6/ - Spectral Scan Channels	32
Series 5 Recording/Tracks/Track 1/Detection Channels/Detection Channel 6/ - null	575.0
Series 5 Recording/Tracks/Track 1/Detection Channels/Detection Channel 7/ - Acquire	0
Series 5 Recording/Tracks/Track 1/Detection Channels/Detection Channel 7/ - Amplifier Gain	1.0
Series 5 Recording/Tracks/Track 1/Detection Channels/Detection Channel 7/ - Amplifier Gain B/C 1	1.0
Series 5 Recording/Tracks/Track 1/Detection Channels/Detection Channel 7/ - Amplifier Gain B/C 2	1.0
Series 5 Recording/Tracks/Track 1/Detection Channels/Detection Channel 7/ - Amplifier Offset	0.1
Series 5 Recording/Tracks/Track 1/Detection Channels/Detection Channel 7/ - Amplifier Offset B/C 1	0.1
Series 5 Recording/Tracks/Track 1/Detection Channels/Detection Channel 7/ - Amplifier Offset B/C 2	0.1
Series 5 Recording/Tracks/Track 1/Detection Channels/Detection Channel 7/ - Detection Channel Name	ChS6
Series 5 Recording/Tracks/Track 1/Detection Channels/Detection Channel 7/ - Detector Gain	836.6568914956013
Series 5 Recording/Tracks/Track 1/Detection Channels/Detection Channel 7/ - Detector Gain B/C 1	0.0
Series 5 Recording/Tracks/Track 1/Detection Channels/Detection Channel 7/ - Detector Gain B/C 2	0.0
Series 5 Recording/Tracks/Track 1/Detection Channels/Detection Channel 7/ - Detector Name	PmtSPI1
Series 5 Recording/Tracks/Track 1/Detection Channels/Detection Channel 7/ - Dye Folder	@
Series 5 Recording/Tracks/Track 1/Detection Channels/Detection Channel 7/ - Integrator Name	IntegratorSPI
Series 5 Recording/Tracks/Track 1/Detection Channels/Detection Channel 7/ - Pinhole Diameter	162.0
Series 5 Recording/Tracks/Track 1/Detection Channels/Detection Channel 7/ - Pinhole Name	PH1
Series 5 Recording/Tracks/Track 1/Detection Channels/Detection Channel 7/ - SPI Wavelength End	753.73
Series 5 Recording/Tracks/Track 1/Detection Channels/Detection Channel 7/ - SPI Wavelength Start	411.33
Series 5 Recording/Tracks/Track 1/Detection Channels/Detection Channel 7/ - Spectral Scan Channels	32
Series 5 Recording/Tracks/Track 1/Detection Channels/Detection Channel 7/ - null	575.0
Series 5 Recording/Tracks/Track 1/Detection Channels/Detection Channel 8/ - Acquire	0
Series 5 Recording/Tracks/Track 1/Detection Channels/Detection Channel 8/ - Amplifier Gain	1.0
Series 5 Recording/Tracks/Track 1/Detection Channels/Detection Channel 8/ - Amplifier Gain B/C 1	1.0
Series 5 Recording/Tracks/Track 1/Detection Channels/Detection Channel 8/ - Amplifier Gain B/C 2	1.0
Series 5 Recording/Tracks/Track 1/Detection Channels/Detection Channel 8/ - Amplifier Offset	0.1
Series 5 Recording/Tracks/Track 1/Detection Channels/Detection Channel 8/ - Amplifier Offset B/C 1	0.1
Series 5 Recording/Tracks/Track 1/Detection Channels/Detection Channel 8/ - Amplifier Offset B/C 2	0.1
Series 5 Recording/Tracks/Track 1/Detection Channels/Detection Channel 8/ - Detection Channel Name	ChS7[
Series 5 Recording/Tracks/Track 1/Detection Channels/Detection Channel 8/ - Detector Gain	836.6568914956013
Series 5 Recording/Tracks/Track 1/Detection Channels/Detection Channel 8/ - Detector Gain B/C 1	0.0
Series 5 Recording/Tracks/Track 1/Detection Channels/Detection Channel 8/ - Detector Gain B/C 2	0.0
Series 5 Recording/Tracks/Track 1/Detection Channels/Detection Channel 8/ - Detector Name	PmtSPI1
Series 5 Recording/Tracks/Track 1/Detection Channels/Detection Channel 8/ - Dye Folder	)
Series 5 Recording/Tracks/Track 1/Detection Channels/Detection Channel 8/ - Dye Name	1
Series 5 Recording/Tracks/Track 1/Detection Channels/Detection Channel 8/ - Integrator Name	IntegratorSPIQ
Series 5 Recording/Tracks/Track 1/Detection Channels/Detection Channel 8/ - Pinhole Diameter	162.0
Series 5 Recording/Tracks/Track 1/Detection Channels/Detection Channel 8/ - Pinhole Name	PH1$
Series 5 Recording/Tracks/Track 1/Detection Channels/Detection Channel 8/ - SPI Wavelength End	753.73
Series 5 Recording/Tracks/Track 1/Detection Channels/Detection Channel 8/ - SPI Wavelength Start	411.33
Series 5 Recording/Tracks/Track 1/Detection Channels/Detection Channel 8/ - Spectral Scan Channels	32
Series 5 Recording/Tracks/Track 1/Detection Channels/Detection Channel 8/ - null	575.0
Series 5 Recording/Tracks/Track 1/Detection Channels/Detection Channel 9/ - Acquire	0
Series 5 Recording/Tracks/Track 1/Detection Channels/Detection Channel 9/ - Amplifier Gain	1.0
Series 5 Recording/Tracks/Track 1/Detection Channels/Detection Channel 9/ - Amplifier Gain B/C 1	1.0
Series 5 Recording/Tracks/Track 1/Detection Channels/Detection Channel 9/ - Amplifier Gain B/C 2	1.0
Series 5 Recording/Tracks/Track 1/Detection Channels/Detection Channel 9/ - Amplifier Offset	0.1
Series 5 Recording/Tracks/Track 1/Detection Channels/Detection Channel 9/ - Amplifier Offset B/C 1	0.1
Series 5 Recording/Tracks/Track 1/Detection Channels/Detection Channel 9/ - Amplifier Offset B/C 2	0.1
Series 5 Recording/Tracks/Track 1/Detection Channels/Detection Channel 9/ - Detection Channel Name	ChS8
Series 5 Recording/Tracks/Track 1/Detection Channels/Detection Channel 9/ - Detector Gain	836.6568914956013
Series 5 Recording/Tracks/Track 1/Detection Channels/Detection Channel 9/ - Detector Gain B/C 1	0.0
Series 5 Recording/Tracks/Track 1/Detection Channels/Detection Channel 9/ - Detector Gain B/C 2	0.0
Series 5 Recording/Tracks/Track 1/Detection Channels/Detection Channel 9/ - Detector Name	PmtSPI1)
Series 5 Recording/Tracks/Track 1/Detection Channels/Detection Channel 9/ - Dye Name	!
Series 5 Recording/Tracks/Track 1/Detection Channels/Detection Channel 9/ - Integrator Name	IntegratorSPI
Series 5 Recording/Tracks/Track 1/Detection Channels/Detection Channel 9/ - Pinhole Diameter	162.0
Series 5 Recording/Tracks/Track 1/Detection Channels/Detection Channel 9/ - Pinhole Name	PH1Y
Series 5 Recording/Tracks/Track 1/Detection Channels/Detection Channel 9/ - SPI Wavelength End	753.73
Series 5 Recording/Tracks/Track 1/Detection Channels/Detection Channel 9/ - SPI Wavelength Start	411.33
Series 5 Recording/Tracks/Track 1/Detection Channels/Detection Channel 9/ - Spectral Scan Channels	32
Series 5 Recording/Tracks/Track 1/Detection Channels/Detection Channel 9/ - null	575.0
Series 5 Recording/Tracks/Track 1/Illumination Channels/ - null	0.0
Series 5 Recording/Tracks/Track 1/Illumination Channels/Illumination Channel 1/ - Acquire	0
Series 5 Recording/Tracks/Track 1/Illumination Channels/Illumination Channel 1/ - Name	633
Series 5 Recording/Tracks/Track 1/Illumination Channels/Illumination Channel 1/ - Power	0.1
Series 5 Recording/Tracks/Track 1/Illumination Channels/Illumination Channel 1/ - Power B/C 1	0.1
Series 5 Recording/Tracks/Track 1/Illumination Channels/Illumination Channel 1/ - Power B/C 2	0.1
Series 5 Recording/Tracks/Track 1/Illumination Channels/Illumination Channel 1/ - Wavelength	633.0
Series 5 Recording/Tracks/Track 1/Illumination Channels/Illumination Channel 1/ - null	FW1
Series 5 Recording/Tracks/Track 1/Illumination Channels/Illumination Channel 2/ - Acquire	0
Series 5 Recording/Tracks/Track 1/Illumination Channels/Illumination Channel 2/ - Name	458T
Series 5 Recording/Tracks/Track 1/Illumination Channels/Illumination Channel 2/ - Power	0.1
Series 5 Recording/Tracks/Track 1/Illumination Channels/Illumination Channel 2/ - Power B/C 1	0.1
Series 5 Recording/Tracks/Track 1/Illumination Channels/Illumination Channel 2/ - Power B/C 2	0.1
Series 5 Recording/Tracks/Track 1/Illumination Channels/Illumination Channel 2/ - Wavelength	458.0
Series 5 Recording/Tracks/Track 1/Illumination Channels/Illumination Channel 2/ - null	0.1
Series 5 Recording/Tracks/Track 1/Illumination Channels/Illumination Channel 3/ - Acquire	0
Series 5 Recording/Tracks/Track 1/Illumination Channels/Illumination Channel 3/ - Name	488
Series 5 Recording/Tracks/Track 1/Illumination Channels/Illumination Channel 3/ - Power	0.1
Series 5 Recording/Tracks/Track 1/Illumination Channels/Illumination Channel 3/ - Power B/C 1	0.1
Series 5 Recording/Tracks/Track 1/Illumination Channels/Illumination Channel 3/ - Power B/C 2	0.1
Series 5 Recording/Tracks/Track 1/Illumination Channels/Illumination Channel 3/ - Wavelength	488.0
Series 5 Recording/Tracks/Track 1/Illumination Channels/Illumination Channel 3/ - null	0.1
Series 5 Recording/Tracks/Track 1/Illumination Channels/Illumination Channel 4/ - Acquire	0
Series 5 Recording/Tracks/Track 1/Illumination Channels/Illumination Channel 4/ - Name	5148
Series 5 Recording/Tracks/Track 1/Illumination Channels/Illumination Channel 4/ - Power	0.1
Series 5 Recording/Tracks/Track 1/Illumination Channels/Illumination Channel 4/ - Power B/C 1	0.1
Series 5 Recording/Tracks/Track 1/Illumination Channels/Illumination Channel 4/ - Power B/C 2	0.1
Series 5 Recording/Tracks/Track 1/Illumination Channels/Illumination Channel 4/ - Wavelength	514.0
Series 5 Recording/Tracks/Track 1/Illumination Channels/Illumination Channel 4/ - null	0.1
Series 5 Recording/Tracks/Track 1/Illumination Channels/Illumination Channel 5/ - Acquire	0
Series 5 Recording/Tracks/Track 1/Illumination Channels/Illumination Channel 5/ - Name	5432
Series 5 Recording/Tracks/Track 1/Illumination Channels/Illumination Channel 5/ - Power	0.1
Series 5 Recording/Tracks/Track 1/Illumination Channels/Illumination Channel 5/ - Power B/C 1	0.1
Series 5 Recording/Tracks/Track 1/Illumination Channels/Illumination Channel 5/ - Power B/C 2	0.1
Series 5 Recording/Tracks/Track 1/Illumination Channels/Illumination Channel 5/ - Wavelength	543.0
Series 5 Recording/Tracks/Track 1/Illumination Channels/Illumination Channel 5/ - null	0.1
Series 5 Recording/Tracks/Track 1/Illumination Channels/Illumination Channel 6/ - Acquire	0
Series 5 Recording/Tracks/Track 1/Illumination Channels/Illumination Channel 6/ - Name	405
Series 5 Recording/Tracks/Track 1/Illumination Channels/Illumination Channel 6/ - Power	0.1
Series 5 Recording/Tracks/Track 1/Illumination Channels/Illumination Channel 6/ - Power B/C 1	0.1
Series 5 Recording/Tracks/Track 1/Illumination Channels/Illumination Channel 6/ - Power B/C 2	0.1
Series 5 Recording/Tracks/Track 1/Illumination Channels/Illumination Channel 6/ - Wavelength	405.0
Series 5 Recording/Tracks/Track 1/Illumination Channels/Illumination Channel 6/ - null	0.1
Series 5 Recording/Tracks/Track 1/Illumination Channels/Illumination Channel 7/ - Acquire	0
Series 5 Recording/Tracks/Track 1/Illumination Channels/Illumination Channel 7/ - Name	HAL
Series 5 Recording/Tracks/Track 1/Illumination Channels/Illumination Channel 7/ - Power	0.0
Series 5 Recording/Tracks/Track 1/Illumination Channels/Illumination Channel 7/ - Power B/C 1	0.0
Series 5 Recording/Tracks/Track 1/Illumination Channels/Illumination Channel 7/ - Power B/C 2	0.0
Series 5 Recording/Tracks/Track 1/Illumination Channels/Illumination Channel 7/ - Wavelength	0.0
Series 5 Recording/Tracks/Track 1/Illumination Channels/Illumination Channel 7/ - null	0.1
Series 5 ScanType	x-y-z scan
Series 5 SpectralScan	no spectral scan
Series 5 StructureSize	512
Series 5 ThumbnailX	128
Series 5 ThumbnailY	128
Series 5 TimeInterval	1.0
Series 5 ToolbarFlags	0
Series 5 VoxelSizeX	0.7198148713386511
Series 5 VoxelSizeY	0.7198148713386511
Series 5 VoxelSizeZ	1.0
Series 6 - null	None
Series 6 ChannelName0	ChS1-T1
Series 6 DataType	8 bit unsigned integer
Series 6 DataType2	original scan data
Series 6 DimensionChannels	3
Series 6 DimensionX	512
Series 6 DimensionY	512
Series 6 DimensionZ	1
Series 6 DisplayAspectTime	1.0
Series 6 DisplayAspectX	1.0
Series 6 DisplayAspectY	1.0
Series 6 DisplayAspectZ	1.0
Series 6 MagicNumber	67127628
Series 6 OriginX	0.0
Series 6 OriginY	0.0
Series 6 OriginZ	0.0
Series 6 Recording/ - Camera Binning	0
Series 6 Recording/ - Camera Frame Height	2
Series 6 Recording/ - Camera Frame Width	4
Series 6 Recording/ - Camera Offset X	0.0
Series 6 Recording/ - Camera Offset Y	0.0
Series 6 Recording/ - Camera Supersampling	0
Series 6 Recording/ - Images Height	512
Series 6 Recording/ - Images Width	512
Series 6 Recording/ - Interpolation Y	1
Series 6 Recording/ - Line Spacing	0.7198148713386512
Series 6 Recording/ - Lines Per Plane	512
Series 6 Recording/ - Linescan XY Size	512
Series 6 Recording/ - Name	FCbASwt3y
Series 6 Recording/ - Number of Channels	3
Series 6 Recording/ - Number of Planes	1
Series 6 Recording/ - Number of Stacks	1
Series 6 Recording/ - Objective	Plan-Neofluar 25x/0.8 Imm corr DIC/
Series 6 Recording/ - Original Scan Data	0
Series 6 Recording/ - Plane Height	368.5452141253894
Series 6 Recording/ - Plane Spacing	1.0
Series 6 Recording/ - Plane Width	368.5452141253894
Series 6 Recording/ - Planes Per Volume	1
Series 6 Recording/ - Position B/C Contrast 1	15766.474999999979
Series 6 Recording/ - Position B/C Contrast 2	15766.474999999979
Series 6 Recording/ - Precession	0.0
Series 6 Recording/ - Rotation	0.0
Series 6 Recording/ - Sample 0Time	40003.407934027775
Series 6 Recording/ - Sample 0X	0.0
Series 6 Recording/ - Sample 0Y	0.0
Series 6 Recording/ - Sample 0Z	0.0
Series 6 Recording/ - Sample Spacing	0.7198148713386512
Series 6 Recording/ - Samples Per Line	512
Series 6 Recording/ - Scan Direction	0
Series 6 Recording/ - Scan Mode	Plane
Series 6 Recording/ - Scan Type	unused
Series 6 Recording/ - Special Scan Mode	NoSpecialMode0
Series 6 Recording/ - Start Scan Event	0
Series 6 Recording/ - Start Scan Time	0.0
Series 6 Recording/ - Start Scan Trigger In	None
Series 6 Recording/ - Start Scan Trigger Out	None
Series 6 Recording/ - Stop Scan Event	0
Series 6 Recording/ - Stop Scan Time	0.0
Series 6 Recording/ - Stop Scan Trigger In	None
Series 6 Recording/ - Stop Scan Trigger Out	None
Series 6 Recording/ - Time Series	0
Series 6 Recording/ - Use B/C Correction	0
Series 6 Recording/ - Use ROIs	0
Series 6 Recording/ - Use Reduced Memory ROIs	0
Series 6 Recording/ - User	ametz
Series 6 Recording/ - Volume Depth	0.0
Series 6 Recording/ - Zoom X	1.0
Series 6 Recording/ - Zoom Y	1.0
Series 6 Recording/ - Zoom Z	1.0
Series 6 Recording/ - null	None
Series 6 Recording/Lasers/ - null	0.0
Series 6 Recording/Lasers/Laser 1/ - Acquire	-1
Series 6 Recording/Lasers/Laser 1/ - Name	Laser Diode 405x
Series 6 Recording/Lasers/Laser 1/ - Power	25.0
Series 6 Recording/Lasers/Laser 1/ - null	0.0
Series 6 Recording/Lasers/Laser 2/ - Acquire	-1
Series 6 Recording/Lasers/Laser 2/ - Name	Argon/2
Series 6 Recording/Lasers/Laser 2/ - Power	7.5
Series 6 Recording/Lasers/Laser 2/ - null	25.0
Series 6 Recording/Lasers/Laser 3/ - Acquire	-1
Series 6 Recording/Lasers/Laser 3/ - Name	HeNe1
Series 6 Recording/Lasers/Laser 3/ - Power	1.0
Series 6 Recording/Lasers/Laser 3/ - null	7.5
Series 6 Recording/Lasers/Laser 4/ - Acquire	0
Series 6 Recording/Lasers/Laser 4/ - Name	HeNe2
Series 6 Recording/Lasers/Laser 4/ - Power	0.0
Series 6 Recording/Lasers/Laser 4/ - null	1.0
Series 6 Recording/Markers/ - null	None
Series 6 Recording/Markers/Marker 1/ - Name	Marker1
Series 6 Recording/Markers/Marker 1/ - Trigger In	None
Series 6 Recording/Markers/Marker 1/ - Trigger Out	None
Series 6 Recording/Markers/Marker 1/ - null	0
Series 6 Recording/Markers/Marker 2/ - Name	Marker2
Series 6 Recording/Markers/Marker 2/ - Trigger In	None
Series 6 Recording/Markers/Marker 2/ - Trigger Out	None
Series 6 Recording/Markers/Marker 2/ - null	None
Series 6 Recording/Markers/Marker 3/ - Name	Marker3
Series 6 Recording/Markers/Marker 3/ - Trigger In	None
Series 6 Recording/Markers/Marker 3/ - Trigger Out	None
Series 6 Recording/Markers/Marker 3/ - null	None
Series 6 Recording/Markers/Marker 4/ - Name	Marker4
Series 6 Recording/Markers/Marker 4/ - Trigger In	None
Series 6 Recording/Markers/Marker 4/ - Trigger Out	None
Series 6 Recording/Markers/Marker 4/ - null	None
Series 6 Recording/Markers/Marker 5/ - Name	Marker5
Series 6 Recording/Markers/Marker 5/ - Trigger In	None
Series 6 Recording/Markers/Marker 5/ - Trigger Out	None
Series 6 Recording/Markers/Marker 5/ - null	None
Series 6 Recording/Markers/Marker 6/ - Name	Marker6
Series 6 Recording/Markers/Marker 6/ - Trigger In	None
Series 6 Recording/Markers/Marker 6/ - Trigger Out	None
Series 6 Recording/Markers/Marker 6/ - null	None
Series 6 Recording/Markers/Marker 7/ - Name	Marker7
Series 6 Recording/Markers/Marker 7/ - Trigger In	None
Series 6 Recording/Markers/Marker 7/ - Trigger Out	None
Series 6 Recording/Markers/Marker 7/ - null	None
Series 6 Recording/Timers/ - null	0
Series 6 Recording/Timers/Timer 1/ - Interval	1.0
Series 6 Recording/Timers/Timer 1/ - Name	Timer1I
Series 6 Recording/Timers/Timer 1/ - Trigger In	Noneh
Series 6 Recording/Timers/Timer 1/ - Trigger Out	None5
Series 6 Recording/Timers/Timer 1/ - null	0
Series 6 Recording/Timers/Timer 2/ - Interval	0.0
Series 6 Recording/Timers/Timer 2/ - Name	Timer2
Series 6 Recording/Timers/Timer 2/ - Trigger In	None
Series 6 Recording/Timers/Timer 2/ - Trigger Out	None
Series 6 Recording/Timers/Timer 2/ - null	0
Series 6 Recording/Timers/Timer 3/ - Interval	0.0
Series 6 Recording/Timers/Timer 3/ - Name	Timer3\
Series 6 Recording/Timers/Timer 3/ - Trigger In	None$
Series 6 Recording/Timers/Timer 3/ - Trigger Out	None:
Series 6 Recording/Timers/Timer 3/ - null	0
Series 6 Recording/Timers/Timer 4/ - Interval	0.0
Series 6 Recording/Timers/Timer 4/ - Name	Timer4R
Series 6 Recording/Timers/Timer 4/ - Trigger In	None
Series 6 Recording/Timers/Timer 4/ - Trigger Out	None-
Series 6 Recording/Timers/Timer 4/ - null	0
Series 6 Recording/Timers/Timer 5/ - Interval	0.0
Series 6 Recording/Timers/Timer 5/ - Name	Timer5
Series 6 Recording/Timers/Timer 5/ - Trigger In	None
Series 6 Recording/Timers/Timer 5/ - Trigger Out	None
Series 6 Recording/Timers/Timer 5/ - null	0
Series 6 Recording/Timers/Timer 6/ - Interval	0.0
Series 6 Recording/Timers/Timer 6/ - Name	Timer6)
Series 6 Recording/Timers/Timer 6/ - Trigger In	NoneC
Series 6 Recording/Timers/Timer 6/ - Trigger Out	NoneJ
Series 6 Recording/Timers/Timer 6/ - null	0
Series 6 Recording/Tracks/ - null	0.0
Series 6 Recording/Tracks/Track 1/ - Acquire	0
Series 6 Recording/Tracks/Track 1/ - Bleach After Scan Number	0
Series 6 Recording/Tracks/Track 1/ - Bleach Count	1
Series 6 Recording/Tracks/Track 1/ - Bleach Position Z	0.0
Series 6 Recording/Tracks/Track 1/ - Bleach Scan Number	1
Series 6 Recording/Tracks/Track 1/ - Collimator 1 Name	IR/Vis
Series 6 Recording/Tracks/Track 1/ - Collimator 1 Position	1
Series 6 Recording/Tracks/Track 1/ - Collimator 2 Name	UV/Vis
Series 6 Recording/Tracks/Track 1/ - Collimator 2 Position	52
Series 6 Recording/Tracks/Track 1/ - Condensor Aperture	0.0
Series 6 Recording/Tracks/Track 1/ - Condensor Frontlens	0
Series 6 Recording/Tracks/Track 1/ - Enable Spot Bleach Pos	0
Series 6 Recording/Tracks/Track 1/ - Field Stop Value	98.27235772357723
Series 6 Recording/Tracks/Track 1/ - ID Field Stop	LFB1}
Series 6 Recording/Tracks/Track 1/ - ID Transmission 1	1.0
Series 6 Recording/Tracks/Track 1/ - ID Transmission 2	1.0
Series 6 Recording/Tracks/Track 1/ - ID Transmission Filter 1	FWVirtual
Series 6 Recording/Tracks/Track 1/ - Is Bleach Track	0
Series 6 Recording/Tracks/Track 1/ - Is Ratio Track	0
Series 6 Recording/Tracks/Track 1/ - Multiplex Order	4
Series 6 Recording/Tracks/Track 1/ - Multiplex Type	1
Series 6 Recording/Tracks/Track 1/ - Name	Lambda
Series 6 Recording/Tracks/Track 1/ - Pixel Time	12.79999992220837
Series 6 Recording/Tracks/Track 1/ - Repeat Bleach	0
Series 6 Recording/Tracks/Track 1/ - SPI Center Wavelength	582.53
Series 6 Recording/Tracks/Track 1/ - Sampling Method	1
Series 6 Recording/Tracks/Track 1/ - Sampling Mode	1
Series 6 Recording/Tracks/Track 1/ - Sampling Number	4
Series 6 Recording/Tracks/Track 1/ - Spot Bleach Position X	0.0
Series 6 Recording/Tracks/Track 1/ - Spot Bleach Position Y	0.0
Series 6 Recording/Tracks/Track 1/ - Trigger In	None
Series 6 Recording/Tracks/Track 1/ - Trigger Out	None
Series 6 Recording/Tracks/Track 1/ - null	0.0
Series 6 Recording/Tracks/Track 1/Beam Splitters/ - null	FW1d
Series 6 Recording/Tracks/Track 1/Beam Splitters/Beam Splitter 1/ - Filter	HFT 405/488/543c
Series 6 Recording/Tracks/Track 1/Beam Splitters/Beam Splitter 1/ - Filter Set	HT
Series 6 Recording/Tracks/Track 1/Beam Splitters/Beam Splitter 1/ - Name	HT
Series 6 Recording/Tracks/Track 1/Beam Splitters/Beam Splitter 1/ - null	575.0
Series 6 Recording/Tracks/Track 1/Beam Splitters/Beam Splitter 2/ - Filter	None[
Series 6 Recording/Tracks/Track 1/Beam Splitters/Beam Splitter 2/ - Filter Set	NT1n
Series 6 Recording/Tracks/Track 1/Beam Splitters/Beam Splitter 2/ - Name	NT1C
Series 6 Recording/Tracks/Track 1/Beam Splitters/Beam Splitter 2/ - null	HT
Series 6 Recording/Tracks/Track 1/Beam Splitters/Beam Splitter 3/ - Filter	NFT 490u
Series 6 Recording/Tracks/Track 1/Beam Splitters/Beam Splitter 3/ - Filter Set	NT2
Series 6 Recording/Tracks/Track 1/Beam Splitters/Beam Splitter 3/ - Name	NT2
Series 6 Recording/Tracks/Track 1/Beam Splitters/Beam Splitter 3/ - null	NT1C
Series 6 Recording/Tracks/Track 1/Beam Splitters/Beam Splitter 4/ - Filter	None4
Series 6 Recording/Tracks/Track 1/Beam Splitters/Beam Splitter 4/ - Filter Set	NT35
Series 6 Recording/Tracks/Track 1/Beam Splitters/Beam Splitter 4/ - Name	NT3
Series 6 Recording/Tracks/Track 1/Beam Splitters/Beam Splitter 4/ - null	NT2
Series 6 Recording/Tracks/Track 1/Beam Splitters/Beam Splitter 5/ - Filter	Noneq
Series 6 Recording/Tracks/Track 1/Beam Splitters/Beam Splitter 5/ - Filter Set	FW1
Series 6 Recording/Tracks/Track 1/Beam Splitters/Beam Splitter 5/ - Name	FW1d
Series 6 Recording/Tracks/Track 1/Beam Splitters/Beam Splitter 5/ - null	NT3
Series 6 Recording/Tracks/Track 1/Data Channels/ - null	0.0
Series 6 Recording/Tracks/Track 1/Data Channels/Data Channel 1/ - Acquire	-1
Series 6 Recording/Tracks/Track 1/Data Channels/Data Channel 1/ - Bits Per Sample	8
Series 6 Recording/Tracks/Track 1/Data Channels/Data Channel 1/ - Color	10026752
Series 6 Recording/Tracks/Track 1/Data Channels/Data Channel 1/ - Name	Ch3
Series 6 Recording/Tracks/Track 1/Data Channels/Data Channel 1/ - Ratio Channel 1	Ch1
Series 6 Recording/Tracks/Track 1/Data Channels/Data Channel 1/ - Ratio Channel 2	Ch1
Series 6 Recording/Tracks/Track 1/Data Channels/Data Channel 1/ - Ratio Const. 1	0.0
Series 6 Recording/Tracks/Track 1/Data Channels/Data Channel 1/ - Ratio Const. 2	0.0
Series 6 Recording/Tracks/Track 1/Data Channels/Data Channel 1/ - Ratio Const. 3	1.0
Series 6 Recording/Tracks/Track 1/Data Channels/Data Channel 1/ - Ratio Const. 4	0.0
Series 6 Recording/Tracks/Track 1/Data Channels/Data Channel 1/ - Ratio Const. 5	1.0
Series 6 Recording/Tracks/Track 1/Data Channels/Data Channel 1/ - Ratio Const. 6	0.0
Series 6 Recording/Tracks/Track 1/Data Channels/Data Channel 1/ - Ratio First Images 1	-1
Series 6 Recording/Tracks/Track 1/Data Channels/Data Channel 1/ - Ratio First Images 2	-1
Series 6 Recording/Tracks/Track 1/Data Channels/Data Channel 1/ - Ratio Track 1	0
Series 6 Recording/Tracks/Track 1/Data Channels/Data Channel 1/ - Ratio Track 2	0
Series 6 Recording/Tracks/Track 1/Data Channels/Data Channel 1/ - Ratio Type	0
Series 6 Recording/Tracks/Track 1/Data Channels/Data Channel 1/ - Sample Type	1
Series 6 Recording/Tracks/Track 1/Data Channels/Data Channel 1/ - Spectrum	-1.0000 -1.0000 -1.0000 -1.0000 -1.0000 -1.0000 -1.0000 -1.0000 -1.0000 -1.0000 -1.0000 -1.0000 -1.0000 -1.0000 -1.0000 -1.0000 -1.0000 -1.0000 -1.0000 -1.0000 -1.0000 -1.0000 -1.0000 -1.0000 -1.0000 -1.0000 -1.0000 -1.0000 -1.0000 -1.0000 -1.0000 -1.0000 1.0000 0.0000
Series 6 Recording/Tracks/Track 1/Data Channels/Data Channel 1/ - null	0
Series 6 Recording/Tracks/Track 1/Detection Channels/ - null	575.0
Series 6 Recording/Tracks/Track 1/Detection Channels/Detection Channel 10/ - Acquire	-1
Series 6 Recording/Tracks/Track 1/Detection Channels/Detection Channel 10/ - Amplifier Gain	1.0
Series 6 Recording/Tracks/Track 1/Detection Channels/Detection Channel 10/ - Amplifier Gain B/C 1	1.0
Series 6 Recording/Tracks/Track 1/Detection Channels/Detection Channel 10/ - Amplifier Gain B/C 2	1.0
Series 6 Recording/Tracks/Track 1/Detection Channels/Detection Channel 10/ - Amplifier Offset	0.1
Series 6 Recording/Tracks/Track 1/Detection Channels/Detection Channel 10/ - Amplifier Offset B/C 1	0.1
Series 6 Recording/Tracks/Track 1/Detection Channels/Detection Channel 10/ - Amplifier Offset B/C 2	0.1
Series 6 Recording/Tracks/Track 1/Detection Channels/Detection Channel 10/ - Detection Channel Name	ChS
Series 6 Recording/Tracks/Track 1/Detection Channels/Detection Channel 10/ - Detector Gain	836.6568914956013
Series 6 Recording/Tracks/Track 1/Detection Channels/Detection Channel 10/ - Detector Gain B/C 1	0.0
Series 6 Recording/Tracks/Track 1/Detection Channels/Detection Channel 10/ - Detector Gain B/C 2	0.0
Series 6 Recording/Tracks/Track 1/Detection Channels/Detection Channel 10/ - Detector Name	PmtSPI1W
Series 6 Recording/Tracks/Track 1/Detection Channels/Detection Channel 10/ - Pinhole Diameter	162.0
Series 6 Recording/Tracks/Track 1/Detection Channels/Detection Channel 10/ - Pinhole Name	PH1
Series 6 Recording/Tracks/Track 1/Detection Channels/Detection Channel 10/ - SPI Wavelength End	753.73
Series 6 Recording/Tracks/Track 1/Detection Channels/Detection Channel 10/ - SPI Wavelength Start	411.33
Series 6 Recording/Tracks/Track 1/Detection Channels/Detection Channel 10/ - Spectral Scan Channels	32
Series 6 Recording/Tracks/Track 1/Detection Channels/Detection Channel 10/ - null	575.0
Series 6 Recording/Tracks/Track 1/Detection Channels/Detection Channel 11/ - Acquire	0
Series 6 Recording/Tracks/Track 1/Detection Channels/Detection Channel 11/ - Amplifier Gain	1.0
Series 6 Recording/Tracks/Track 1/Detection Channels/Detection Channel 11/ - Amplifier Gain B/C 1	1.0
Series 6 Recording/Tracks/Track 1/Detection Channels/Detection Channel 11/ - Amplifier Gain B/C 2	1.0
Series 6 Recording/Tracks/Track 1/Detection Channels/Detection Channel 11/ - Amplifier Offset	0.1
Series 6 Recording/Tracks/Track 1/Detection Channels/Detection Channel 11/ - Amplifier Offset B/C 1	0.1
Series 6 Recording/Tracks/Track 1/Detection Channels/Detection Channel 11/ - Amplifier Offset B/C 2	0.1
Series 6 Recording/Tracks/Track 1/Detection Channels/Detection Channel 11/ - Detection Channel Name	Ch2
Series 6 Recording/Tracks/Track 1/Detection Channels/Detection Channel 11/ - Detector Gain	715.686274509804
Series 6 Recording/Tracks/Track 1/Detection Channels/Detection Channel 11/ - Detector Gain B/C 1	0.0
Series 6 Recording/Tracks/Track 1/Detection Channels/Detection Channel 11/ - Detector Gain B/C 2	0.0
Series 6 Recording/Tracks/Track 1/Detection Channels/Detection Channel 11/ - Detector Name	Pmt2
Series 6 Recording/Tracks/Track 1/Detection Channels/Detection Channel 11/ - Dye Name	p
Series 6 Recording/Tracks/Track 1/Detection Channels/Detection Channel 11/ - Filter Name	BP 420-480
Series 6 Recording/Tracks/Track 1/Detection Channels/Detection Channel 11/ - Filter Set Name	EF2^
Series 6 Recording/Tracks/Track 1/Detection Channels/Detection Channel 11/ - Integrator Name	0
Series 6 Recording/Tracks/Track 1/Detection Channels/Detection Channel 11/ - Pinhole Diameter	57.0
Series 6 Recording/Tracks/Track 1/Detection Channels/Detection Channel 11/ - Pinhole Name	PH2
Series 6 Recording/Tracks/Track 1/Detection Channels/Detection Channel 11/ - SPI Wavelength End	735.0
Series 6 Recording/Tracks/Track 1/Detection Channels/Detection Channel 11/ - SPI Wavelength Start	415.0
Series 6 Recording/Tracks/Track 1/Detection Channels/Detection Channel 11/ - Spectral Scan Channels	32
Series 6 Recording/Tracks/Track 1/Detection Channels/Detection Channel 11/ - null	575.0
Series 6 Recording/Tracks/Track 1/Detection Channels/Detection Channel 12/ - Acquire	0
Series 6 Recording/Tracks/Track 1/Detection Channels/Detection Channel 12/ - Amplifier Gain	1.0
Series 6 Recording/Tracks/Track 1/Detection Channels/Detection Channel 12/ - Amplifier Gain B/C 1	1.0
Series 6 Recording/Tracks/Track 1/Detection Channels/Detection Channel 12/ - Amplifier Gain B/C 2	1.0
Series 6 Recording/Tracks/Track 1/Detection Channels/Detection Channel 12/ - Amplifier Offset	0.1
Series 6 Recording/Tracks/Track 1/Detection Channels/Detection Channel 12/ - Amplifier Offset B/C 1	0.1
Series 6 Recording/Tracks/Track 1/Detection Channels/Detection Channel 12/ - Amplifier Offset B/C 2	0.1
Series 6 Recording/Tracks/Track 1/Detection Channels/Detection Channel 12/ - Detection Channel Name	Ch3P
Series 6 Recording/Tracks/Track 1/Detection Channels/Detection Channel 12/ - Detector Gain	1029.4117647058822
Series 6 Recording/Tracks/Track 1/Detection Channels/Detection Channel 12/ - Detector Gain B/C 1	0.0
Series 6 Recording/Tracks/Track 1/Detection Channels/Detection Channel 12/ - Detector Gain B/C 2	0.0
Series 6 Recording/Tracks/Track 1/Detection Channels/Detection Channel 12/ - Detector Name	Pmt3V
Series 6 Recording/Tracks/Track 1/Detection Channels/Detection Channel 12/ - Filter Name	BP 505-530h
Series 6 Recording/Tracks/Track 1/Detection Channels/Detection Channel 12/ - Filter Set Name	EF3U
Series 6 Recording/Tracks/Track 1/Detection Channels/Detection Channel 12/ - Pinhole Diameter	66.0
Series 6 Recording/Tracks/Track 1/Detection Channels/Detection Channel 12/ - Pinhole Name	PH3
Series 6 Recording/Tracks/Track 1/Detection Channels/Detection Channel 12/ - SPI Wavelength End	735.0
Series 6 Recording/Tracks/Track 1/Detection Channels/Detection Channel 12/ - SPI Wavelength Start	415.0
Series 6 Recording/Tracks/Track 1/Detection Channels/Detection Channel 12/ - Spectral Scan Channels	32
Series 6 Recording/Tracks/Track 1/Detection Channels/Detection Channel 12/ - null	575.0
Series 6 Recording/Tracks/Track 1/Detection Channels/Detection Channel 13/ - Acquire	0
Series 6 Recording/Tracks/Track 1/Detection Channels/Detection Channel 13/ - Amplifier Gain	1.0
Series 6 Recording/Tracks/Track 1/Detection Channels/Detection Channel 13/ - Amplifier Gain B/C 1	1.0
Series 6 Recording/Tracks/Track 1/Detection Channels/Detection Channel 13/ - Amplifier Gain B/C 2	1.0
Series 6 Recording/Tracks/Track 1/Detection Channels/Detection Channel 13/ - Amplifier Offset	0.1
Series 6 Recording/Tracks/Track 1/Detection Channels/Detection Channel 13/ - Amplifier Offset B/C 1	0.1
Series 6 Recording/Tracks/Track 1/Detection Channels/Detection Channel 13/ - Amplifier Offset B/C 2	0.1
Series 6 Recording/Tracks/Track 1/Detection Channels/Detection Channel 13/ - Detection Channel Name	ChDA
Series 6 Recording/Tracks/Track 1/Detection Channels/Detection Channel 13/ - Detector Gain	78.43137254901961
Series 6 Recording/Tracks/Track 1/Detection Channels/Detection Channel 13/ - Detector Gain B/C 1	0.0
Series 6 Recording/Tracks/Track 1/Detection Channels/Detection Channel 13/ - Detector Gain B/C 2	0.0
Series 6 Recording/Tracks/Track 1/Detection Channels/Detection Channel 13/ - Detector Name	PmtD\
Series 6 Recording/Tracks/Track 1/Detection Channels/Detection Channel 13/ - Integrator Name	IntegratorD
Series 6 Recording/Tracks/Track 1/Detection Channels/Detection Channel 13/ - Pinhole Diameter	0.0
Series 6 Recording/Tracks/Track 1/Detection Channels/Detection Channel 13/ - Pinhole Name	6
Series 6 Recording/Tracks/Track 1/Detection Channels/Detection Channel 13/ - SPI Wavelength End	735.0
Series 6 Recording/Tracks/Track 1/Detection Channels/Detection Channel 13/ - SPI Wavelength Start	415.0
Series 6 Recording/Tracks/Track 1/Detection Channels/Detection Channel 13/ - Spectral Scan Channels	32
Series 6 Recording/Tracks/Track 1/Detection Channels/Detection Channel 13/ - null	575.0
Series 6 Recording/Tracks/Track 1/Detection Channels/Detection Channel 2/ - Acquire	0
Series 6 Recording/Tracks/Track 1/Detection Channels/Detection Channel 2/ - Amplifier Gain	1.0
Series 6 Recording/Tracks/Track 1/Detection Channels/Detection Channel 2/ - Amplifier Gain B/C 1	1.0
Series 6 Recording/Tracks/Track 1/Detection Channels/Detection Channel 2/ - Amplifier Gain B/C 2	1.0
Series 6 Recording/Tracks/Track 1/Detection Channels/Detection Channel 2/ - Amplifier Offset	0.1
Series 6 Recording/Tracks/Track 1/Detection Channels/Detection Channel 2/ - Amplifier Offset B/C 1	0.1
Series 6 Recording/Tracks/Track 1/Detection Channels/Detection Channel 2/ - Amplifier Offset B/C 2	0.1
Series 6 Recording/Tracks/Track 1/Detection Channels/Detection Channel 2/ - Detection Channel Name	ChS1
Series 6 Recording/Tracks/Track 1/Detection Channels/Detection Channel 2/ - Detector Gain	836.6568914956013
Series 6 Recording/Tracks/Track 1/Detection Channels/Detection Channel 2/ - Detector Gain B/C 1	0.0
Series 6 Recording/Tracks/Track 1/Detection Channels/Detection Channel 2/ - Detector Gain B/C 2	0.0
Series 6 Recording/Tracks/Track 1/Detection Channels/Detection Channel 2/ - Detector Name	PmtSPI1
Series 6 Recording/Tracks/Track 1/Detection Channels/Detection Channel 2/ - Integrator Name	IntegratorSPI
Series 6 Recording/Tracks/Track 1/Detection Channels/Detection Channel 2/ - Pinhole Diameter	162.0
Series 6 Recording/Tracks/Track 1/Detection Channels/Detection Channel 2/ - Pinhole Name	PH1
Series 6 Recording/Tracks/Track 1/Detection Channels/Detection Channel 2/ - SPI Wavelength End	753.73
Series 6 Recording/Tracks/Track 1/Detection Channels/Detection Channel 2/ - SPI Wavelength Start	411.33
Series 6 Recording/Tracks/Track 1/Detection Channels/Detection Channel 2/ - Spectral Scan Channels	32
Series 6 Recording/Tracks/Track 1/Detection Channels/Detection Channel 2/ - null	575.0
Series 6 Recording/Tracks/Track 1/Detection Channels/Detection Channel 3/ - Acquire	0
Series 6 Recording/Tracks/Track 1/Detection Channels/Detection Channel 3/ - Amplifier Gain	1.0
Series 6 Recording/Tracks/Track 1/Detection Channels/Detection Channel 3/ - Amplifier Gain B/C 1	1.0
Series 6 Recording/Tracks/Track 1/Detection Channels/Detection Channel 3/ - Amplifier Gain B/C 2	1.0
Series 6 Recording/Tracks/Track 1/Detection Channels/Detection Channel 3/ - Amplifier Offset	0.1
Series 6 Recording/Tracks/Track 1/Detection Channels/Detection Channel 3/ - Amplifier Offset B/C 1	0.1
Series 6 Recording/Tracks/Track 1/Detection Channels/Detection Channel 3/ - Amplifier Offset B/C 2	0.1
Series 6 Recording/Tracks/Track 1/Detection Channels/Detection Channel 3/ - Detection Channel Name	ChS2
Series 6 Recording/Tracks/Track 1/Detection Channels/Detection Channel 3/ - Detector Gain	836.6568914956013
Series 6 Recording/Tracks/Track 1/Detection Channels/Detection Channel 3/ - Detector Gain B/C 1	0.0
Series 6 Recording/Tracks/Track 1/Detection Channels/Detection Channel 3/ - Detector Gain B/C 2	0.0
Series 6 Recording/Tracks/Track 1/Detection Channels/Detection Channel 3/ - Detector Name	PmtSPI1
Series 6 Recording/Tracks/Track 1/Detection Channels/Detection Channel 3/ - Integrator Name	IntegratorSPI(
Series 6 Recording/Tracks/Track 1/Detection Channels/Detection Channel 3/ - Pinhole Diameter	162.0
Series 6 Recording/Tracks/Track 1/Detection Channels/Detection Channel 3/ - Pinhole Name	PH1N
Series 6 Recording/Tracks/Track 1/Detection Channels/Detection Channel 3/ - SPI Wavelength End	753.73
Series 6 Recording/Tracks/Track 1/Detection Channels/Detection Channel 3/ - SPI Wavelength Start	411.33
Series 6 Recording/Tracks/Track 1/Detection Channels/Detection Channel 3/ - Spectral Scan Channels	32
Series 6 Recording/Tracks/Track 1/Detection Channels/Detection Channel 3/ - null	575.0
Series 6 Recording/Tracks/Track 1/Detection Channels/Detection Channel 4/ - Acquire	0
Series 6 Recording/Tracks/Track 1/Detection Channels/Detection Channel 4/ - Amplifier Gain	1.0
Series 6 Recording/Tracks/Track 1/Detection Channels/Detection Channel 4/ - Amplifier Gain B/C 1	1.0
Series 6 Recording/Tracks/Track 1/Detection Channels/Detection Channel 4/ - Amplifier Gain B/C 2	1.0
Series 6 Recording/Tracks/Track 1/Detection Channels/Detection Channel 4/ - Amplifier Offset	0.1
Series 6 Recording/Tracks/Track 1/Detection Channels/Detection Channel 4/ - Amplifier Offset B/C 1	0.1
Series 6 Recording/Tracks/Track 1/Detection Channels/Detection Channel 4/ - Amplifier Offset B/C 2	0.1
Series 6 Recording/Tracks/Track 1/Detection Channels/Detection Channel 4/ - Detection Channel Name	ChS3
Series 6 Recording/Tracks/Track 1/Detection Channels/Detection Channel 4/ - Detector Gain	836.6568914956013
Series 6 Recording/Tracks/Track 1/Detection Channels/Detection Channel 4/ - Detector Gain B/C 1	0.0
Series 6 Recording/Tracks/Track 1/Detection Channels/Detection Channel 4/ - Detector Gain B/C 2	0.0
Series 6 Recording/Tracks/Track 1/Detection Channels/Detection Channel 4/ - Detector Name	PmtSPI1
Series 6 Recording/Tracks/Track 1/Detection Channels/Detection Channel 4/ - Integrator Name	IntegratorSPI?
Series 6 Recording/Tracks/Track 1/Detection Channels/Detection Channel 4/ - Pinhole Diameter	162.0
Series 6 Recording/Tracks/Track 1/Detection Channels/Detection Channel 4/ - Pinhole Name	PH1\
Series 6 Recording/Tracks/Track 1/Detection Channels/Detection Channel 4/ - SPI Wavelength End	753.73
Series 6 Recording/Tracks/Track 1/Detection Channels/Detection Channel 4/ - SPI Wavelength Start	411.33
Series 6 Recording/Tracks/Track 1/Detection Channels/Detection Channel 4/ - Spectral Scan Channels	32
Series 6 Recording/Tracks/Track 1/Detection Channels/Detection Channel 4/ - null	575.0
Series 6 Recording/Tracks/Track 1/Detection Channels/Detection Channel 5/ - Acquire	0
Series 6 Recording/Tracks/Track 1/Detection Channels/Detection Channel 5/ - Amplifier Gain	1.0
Series 6 Recording/Tracks/Track 1/Detection Channels/Detection Channel 5/ - Amplifier Gain B/C 1	1.0
Series 6 Recording/Tracks/Track 1/Detection Channels/Detection Channel 5/ - Amplifier Gain B/C 2	1.0
Series 6 Recording/Tracks/Track 1/Detection Channels/Detection Channel 5/ - Amplifier Offset	0.1
Series 6 Recording/Tracks/Track 1/Detection Channels/Detection Channel 5/ - Amplifier Offset B/C 1	0.1
Series 6 Recording/Tracks/Track 1/Detection Channels/Detection Channel 5/ - Amplifier Offset B/C 2	0.1
Series 6 Recording/Tracks/Track 1/Detection Channels/Detection Channel 5/ - Detection Channel Name	ChS4
Series 6 Recording/Tracks/Track 1/Detection Channels/Detection Channel 5/ - Detector Gain	836.6568914956013
Series 6 Recording/Tracks/Track 1/Detection Channels/Detection Channel 5/ - Detector Gain B/C 1	0.0
Series 6 Recording/Tracks/Track 1/Detection Channels/Detection Channel 5/ - Detector Gain B/C 2	0.0
Series 6 Recording/Tracks/Track 1/Detection Channels/Detection Channel 5/ - Detector Name	PmtSPI1a
Series 6 Recording/Tracks/Track 1/Detection Channels/Detection Channel 5/ - Dye Name	p
Series 6 Recording/Tracks/Track 1/Detection Channels/Detection Channel 5/ - Integrator Name	IntegratorSPI
Series 6 Recording/Tracks/Track 1/Detection Channels/Detection Channel 5/ - Pinhole Diameter	162.0
Series 6 Recording/Tracks/Track 1/Detection Channels/Detection Channel 5/ - Pinhole Name	PH1@
Series 6 Recording/Tracks/Track 1/Detection Channels/Detection Channel 5/ - SPI Wavelength End	753.73
Series 6 Recording/Tracks/Track 1/Detection Channels/Detection Channel 5/ - SPI Wavelength Start	411.33
Series 6 Recording/Tracks/Track 1/Detection Channels/Detection Channel 5/ - Spectral Scan Channels	32
Series 6 Recording/Tracks/Track 1/Detection Channels/Detection Channel 5/ - null	575.0
Series 6 Recording/Tracks/Track 1/Detection Channels/Detection Channel 6/ - Acquire	0
Series 6 Recording/Tracks/Track 1/Detection Channels/Detection Channel 6/ - Amplifier Gain	1.0
Series 6 Recording/Tracks/Track 1/Detection Channels/Detection Channel 6/ - Amplifier Gain B/C 1	1.0
Series 6 Recording/Tracks/Track 1/Detection Channels/Detection Channel 6/ - Amplifier Gain B/C 2	1.0
Series 6 Recording/Tracks/Track 1/Detection Channels/Detection Channel 6/ - Amplifier Offset	0.1
Series 6 Recording/Tracks/Track 1/Detection Channels/Detection Channel 6/ - Amplifier Offset B/C 1	0.1
Series 6 Recording/Tracks/Track 1/Detection Channels/Detection Channel 6/ - Amplifier Offset B/C 2	0.1
Series 6 Recording/Tracks/Track 1/Detection Channels/Detection Channel 6/ - Detection Channel Name	ChS5
Series 6 Recording/Tracks/Track 1/Detection Channels/Detection Channel 6/ - Detector Gain	836.6568914956013
Series 6 Recording/Tracks/Track 1/Detection Channels/Detection Channel 6/ - Detector Gain B/C 1	0.0
Series 6 Recording/Tracks/Track 1/Detection Channels/Detection Channel 6/ - Detector Gain B/C 2	0.0
Series 6 Recording/Tracks/Track 1/Detection Channels/Detection Channel 6/ - Detector Name	PmtSPI1
Series 6 Recording/Tracks/Track 1/Detection Channels/Detection Channel 6/ - Dye Folder	'
Series 6 Recording/Tracks/Track 1/Detection Channels/Detection Channel 6/ - Integrator Name	IntegratorSPI
Series 6 Recording/Tracks/Track 1/Detection Channels/Detection Channel 6/ - Pinhole Diameter	162.0
Series 6 Recording/Tracks/Track 1/Detection Channels/Detection Channel 6/ - Pinhole Name	PH1
Series 6 Recording/Tracks/Track 1/Detection Channels/Detection Channel 6/ - SPI Wavelength End	753.73
Series 6 Recording/Tracks/Track 1/Detection Channels/Detection Channel 6/ - SPI Wavelength Start	411.33
Series 6 Recording/Tracks/Track 1/Detection Channels/Detection Channel 6/ - Spectral Scan Channels	32
Series 6 Recording/Tracks/Track 1/Detection Channels/Detection Channel 6/ - null	575.0
Series 6 Recording/Tracks/Track 1/Detection Channels/Detection Channel 7/ - Acquire	0
Series 6 Recording/Tracks/Track 1/Detection Channels/Detection Channel 7/ - Amplifier Gain	1.0
Series 6 Recording/Tracks/Track 1/Detection Channels/Detection Channel 7/ - Amplifier Gain B/C 1	1.0
Series 6 Recording/Tracks/Track 1/Detection Channels/Detection Channel 7/ - Amplifier Gain B/C 2	1.0
Series 6 Recording/Tracks/Track 1/Detection Channels/Detection Channel 7/ - Amplifier Offset	0.1
Series 6 Recording/Tracks/Track 1/Detection Channels/Detection Channel 7/ - Amplifier Offset B/C 1	0.1
Series 6 Recording/Tracks/Track 1/Detection Channels/Detection Channel 7/ - Amplifier Offset B/C 2	0.1
Series 6 Recording/Tracks/Track 1/Detection Channels/Detection Channel 7/ - Detection Channel Name	ChS6
Series 6 Recording/Tracks/Track 1/Detection Channels/Detection Channel 7/ - Detector Gain	836.6568914956013
Series 6 Recording/Tracks/Track 1/Detection Channels/Detection Channel 7/ - Detector Gain B/C 1	0.0
Series 6 Recording/Tracks/Track 1/Detection Channels/Detection Channel 7/ - Detector Gain B/C 2	0.0
Series 6 Recording/Tracks/Track 1/Detection Channels/Detection Channel 7/ - Detector Name	PmtSPI1
Series 6 Recording/Tracks/Track 1/Detection Channels/Detection Channel 7/ - Integrator Name	IntegratorSPI?
Series 6 Recording/Tracks/Track 1/Detection Channels/Detection Channel 7/ - Pinhole Diameter	162.0
Series 6 Recording/Tracks/Track 1/Detection Channels/Detection Channel 7/ - Pinhole Name	PH1
Series 6 Recording/Tracks/Track 1/Detection Channels/Detection Channel 7/ - SPI Wavelength End	753.73
Series 6 Recording/Tracks/Track 1/Detection Channels/Detection Channel 7/ - SPI Wavelength Start	411.33
Series 6 Recording/Tracks/Track 1/Detection Channels/Detection Channel 7/ - Spectral Scan Channels	32
Series 6 Recording/Tracks/Track 1/Detection Channels/Detection Channel 7/ - null	575.0
Series 6 Recording/Tracks/Track 1/Detection Channels/Detection Channel 8/ - Acquire	0
Series 6 Recording/Tracks/Track 1/Detection Channels/Detection Channel 8/ - Amplifier Gain	1.0
Series 6 Recording/Tracks/Track 1/Detection Channels/Detection Channel 8/ - Amplifier Gain B/C 1	1.0
Series 6 Recording/Tracks/Track 1/Detection Channels/Detection Channel 8/ - Amplifier Gain B/C 2	1.0
Series 6 Recording/Tracks/Track 1/Detection Channels/Detection Channel 8/ - Amplifier Offset	0.1
Series 6 Recording/Tracks/Track 1/Detection Channels/Detection Channel 8/ - Amplifier Offset B/C 1	0.1
Series 6 Recording/Tracks/Track 1/Detection Channels/Detection Channel 8/ - Amplifier Offset B/C 2	0.1
Series 6 Recording/Tracks/Track 1/Detection Channels/Detection Channel 8/ - Detection Channel Name	ChS7
Series 6 Recording/Tracks/Track 1/Detection Channels/Detection Channel 8/ - Detector Gain	836.6568914956013
Series 6 Recording/Tracks/Track 1/Detection Channels/Detection Channel 8/ - Detector Gain B/C 1	0.0
Series 6 Recording/Tracks/Track 1/Detection Channels/Detection Channel 8/ - Detector Gain B/C 2	0.0
Series 6 Recording/Tracks/Track 1/Detection Channels/Detection Channel 8/ - Detector Name	PmtSPI1p
Series 6 Recording/Tracks/Track 1/Detection Channels/Detection Channel 8/ - Dye Name	@
Series 6 Recording/Tracks/Track 1/Detection Channels/Detection Channel 8/ - Integrator Name	IntegratorSPI
Series 6 Recording/Tracks/Track 1/Detection Channels/Detection Channel 8/ - Pinhole Diameter	162.0
Series 6 Recording/Tracks/Track 1/Detection Channels/Detection Channel 8/ - Pinhole Name	PH1
Series 6 Recording/Tracks/Track 1/Detection Channels/Detection Channel 8/ - SPI Wavelength End	753.73
Series 6 Recording/Tracks/Track 1/Detection Channels/Detection Channel 8/ - SPI Wavelength Start	411.33
Series 6 Recording/Tracks/Track 1/Detection Channels/Detection Channel 8/ - Spectral Scan Channels	32
Series 6 Recording/Tracks/Track 1/Detection Channels/Detection Channel 8/ - null	575.0
Series 6 Recording/Tracks/Track 1/Detection Channels/Detection Channel 9/ - Acquire	0
Series 6 Recording/Tracks/Track 1/Detection Channels/Detection Channel 9/ - Amplifier Gain	1.0
Series 6 Recording/Tracks/Track 1/Detection Channels/Detection Channel 9/ - Amplifier Gain B/C 1	1.0
Series 6 Recording/Tracks/Track 1/Detection Channels/Detection Channel 9/ - Amplifier Gain B/C 2	1.0
Series 6 Recording/Tracks/Track 1/Detection Channels/Detection Channel 9/ - Amplifier Offset	0.1
Series 6 Recording/Tracks/Track 1/Detection Channels/Detection Channel 9/ - Amplifier Offset B/C 1	0.1
Series 6 Recording/Tracks/Track 1/Detection Channels/Detection Channel 9/ - Amplifier Offset B/C 2	0.1
Series 6 Recording/Tracks/Track 1/Detection Channels/Detection Channel 9/ - Detection Channel Name	ChS8
Series 6 Recording/Tracks/Track 1/Detection Channels/Detection Channel 9/ - Detector Gain	836.6568914956013
Series 6 Recording/Tracks/Track 1/Detection Channels/Detection Channel 9/ - Detector Gain B/C 1	0.0
Series 6 Recording/Tracks/Track 1/Detection Channels/Detection Channel 9/ - Detector Gain B/C 2	0.0
Series 6 Recording/Tracks/Track 1/Detection Channels/Detection Channel 9/ - Detector Name	PmtSPI1J
Series 6 Recording/Tracks/Track 1/Detection Channels/Detection Channel 9/ - Integrator Name	IntegratorSPI
Series 6 Recording/Tracks/Track 1/Detection Channels/Detection Channel 9/ - Pinhole Diameter	162.0
Series 6 Recording/Tracks/Track 1/Detection Channels/Detection Channel 9/ - Pinhole Name	PH1
Series 6 Recording/Tracks/Track 1/Detection Channels/Detection Channel 9/ - SPI Wavelength End	753.73
Series 6 Recording/Tracks/Track 1/Detection Channels/Detection Channel 9/ - SPI Wavelength Start	411.33
Series 6 Recording/Tracks/Track 1/Detection Channels/Detection Channel 9/ - Spectral Scan Channels	32
Series 6 Recording/Tracks/Track 1/Detection Channels/Detection Channel 9/ - null	575.0
Series 6 Recording/Tracks/Track 1/Illumination Channels/ - null	0.0
Series 6 Recording/Tracks/Track 1/Illumination Channels/Illumination Channel 1/ - Acquire	0
Series 6 Recording/Tracks/Track 1/Illumination Channels/Illumination Channel 1/ - Name	633
Series 6 Recording/Tracks/Track 1/Illumination Channels/Illumination Channel 1/ - Power	0.1
Series 6 Recording/Tracks/Track 1/Illumination Channels/Illumination Channel 1/ - Power B/C 1	0.1
Series 6 Recording/Tracks/Track 1/Illumination Channels/Illumination Channel 1/ - Power B/C 2	0.1
Series 6 Recording/Tracks/Track 1/Illumination Channels/Illumination Channel 1/ - Wavelength	633.0
Series 6 Recording/Tracks/Track 1/Illumination Channels/Illumination Channel 1/ - null	FW1d
Series 6 Recording/Tracks/Track 1/Illumination Channels/Illumination Channel 2/ - Acquire	0
Series 6 Recording/Tracks/Track 1/Illumination Channels/Illumination Channel 2/ - Name	458X
Series 6 Recording/Tracks/Track 1/Illumination Channels/Illumination Channel 2/ - Power	0.1
Series 6 Recording/Tracks/Track 1/Illumination Channels/Illumination Channel 2/ - Power B/C 1	0.1
Series 6 Recording/Tracks/Track 1/Illumination Channels/Illumination Channel 2/ - Power B/C 2	0.1
Series 6 Recording/Tracks/Track 1/Illumination Channels/Illumination Channel 2/ - Wavelength	458.0
Series 6 Recording/Tracks/Track 1/Illumination Channels/Illumination Channel 2/ - null	0.1
Series 6 Recording/Tracks/Track 1/Illumination Channels/Illumination Channel 3/ - Acquire	0
Series 6 Recording/Tracks/Track 1/Illumination Channels/Illumination Channel 3/ - Name	488B
Series 6 Recording/Tracks/Track 1/Illumination Channels/Illumination Channel 3/ - Power	0.1
Series 6 Recording/Tracks/Track 1/Illumination Channels/Illumination Channel 3/ - Power B/C 1	0.1
Series 6 Recording/Tracks/Track 1/Illumination Channels/Illumination Channel 3/ - Power B/C 2	0.1
Series 6 Recording/Tracks/Track 1/Illumination Channels/Illumination Channel 3/ - Wavelength	488.0
Series 6 Recording/Tracks/Track 1/Illumination Channels/Illumination Channel 3/ - null	0.1
Series 6 Recording/Tracks/Track 1/Illumination Channels/Illumination Channel 4/ - Acquire	0
Series 6 Recording/Tracks/Track 1/Illumination Channels/Illumination Channel 4/ - Name	514
Series 6 Recording/Tracks/Track 1/Illumination Channels/Illumination Channel 4/ - Power	0.1
Series 6 Recording/Tracks/Track 1/Illumination Channels/Illumination Channel 4/ - Power B/C 1	0.1
Series 6 Recording/Tracks/Track 1/Illumination Channels/Illumination Channel 4/ - Power B/C 2	0.1
Series 6 Recording/Tracks/Track 1/Illumination Channels/Illumination Channel 4/ - Wavelength	514.0
Series 6 Recording/Tracks/Track 1/Illumination Channels/Illumination Channel 4/ - null	0.1
Series 6 Recording/Tracks/Track 1/Illumination Channels/Illumination Channel 5/ - Acquire	0
Series 6 Recording/Tracks/Track 1/Illumination Channels/Illumination Channel 5/ - Name	543T
Series 6 Recording/Tracks/Track 1/Illumination Channels/Illumination Channel 5/ - Power	0.1
Series 6 Recording/Tracks/Track 1/Illumination Channels/Illumination Channel 5/ - Power B/C 1	0.1
Series 6 Recording/Tracks/Track 1/Illumination Channels/Illumination Channel 5/ - Power B/C 2	0.1
Series 6 Recording/Tracks/Track 1/Illumination Channels/Illumination Channel 5/ - Wavelength	543.0
Series 6 Recording/Tracks/Track 1/Illumination Channels/Illumination Channel 5/ - null	0.1
Series 6 Recording/Tracks/Track 1/Illumination Channels/Illumination Channel 6/ - Acquire	0
Series 6 Recording/Tracks/Track 1/Illumination Channels/Illumination Channel 6/ - Name	405U
Series 6 Recording/Tracks/Track 1/Illumination Channels/Illumination Channel 6/ - Power	0.1
Series 6 Recording/Tracks/Track 1/Illumination Channels/Illumination Channel 6/ - Power B/C 1	0.1
Series 6 Recording/Tracks/Track 1/Illumination Channels/Illumination Channel 6/ - Power B/C 2	0.1
Series 6 Recording/Tracks/Track 1/Illumination Channels/Illumination Channel 6/ - Wavelength	405.0
Series 6 Recording/Tracks/Track 1/Illumination Channels/Illumination Channel 6/ - null	0.1
Series 6 Recording/Tracks/Track 1/Illumination Channels/Illumination Channel 7/ - Acquire	0
Series 6 Recording/Tracks/Track 1/Illumination Channels/Illumination Channel 7/ - Name	HAL
Series 6 Recording/Tracks/Track 1/Illumination Channels/Illumination Channel 7/ - Power	0.0
Series 6 Recording/Tracks/Track 1/Illumination Channels/Illumination Channel 7/ - Power B/C 1	0.0
Series 6 Recording/Tracks/Track 1/Illumination Channels/Illumination Channel 7/ - Power B/C 2	0.0
Series 6 Recording/Tracks/Track 1/Illumination Channels/Illumination Channel 7/ - Wavelength	0.0
Series 6 Recording/Tracks/Track 1/Illumination Channels/Illumination Channel 7/ - null	0.1
Series 6 ScanType	x-y-z scan
Series 6 SpectralScan	no spectral scan
Series 6 StructureSize	512
Series 6 ThumbnailX	128
Series 6 ThumbnailY	128
Series 6 TimeInterval	1.0
Series 6 ToolbarFlags	0
Series 6 VoxelSizeX	0.7198148713386511
Series 6 VoxelSizeY	0.7198148713386511
Series 6 VoxelSizeZ	1.0
Series 7 - null	None
Series 7 ChannelName0	ChS1-T1
Series 7 DataType	8 bit unsigned integer
Series 7 DataType2	original scan data
Series 7 DimensionChannels	3
Series 7 DimensionX	512
Series 7 DimensionY	512
Series 7 DimensionZ	1
Series 7 DisplayAspectTime	1.0
Series 7 DisplayAspectX	1.0
Series 7 DisplayAspectY	1.0
Series 7 DisplayAspectZ	1.0
Series 7 MagicNumber	67127628
Series 7 OriginX	0.0
Series 7 OriginY	0.0
Series 7 OriginZ	0.0
Series 7 Recording/ - Camera Binning	0
Series 7 Recording/ - Camera Frame Height	2
Series 7 Recording/ - Camera Frame Width	4
Series 7 Recording/ - Camera Offset X	0.0
Series 7 Recording/ - Camera Offset Y	0.0
Series 7 Recording/ - Camera Supersampling	0
Series 7 Recording/ - Images Height	512
Series 7 Recording/ - Images Width	512
Series 7 Recording/ - Interpolation Y	1
Series 7 Recording/ - Line Spacing	0.7198148713386512
Series 7 Recording/ - Lines Per Plane	512
Series 7 Recording/ - Linescan XY Size	512
Series 7 Recording/ - Name	FCbASwt4S
Series 7 Recording/ - Number of Channels	3
Series 7 Recording/ - Number of Planes	1
Series 7 Recording/ - Number of Stacks	1
Series 7 Recording/ - Objective	Plan-Neofluar 25x/0.8 Imm corr DIC
Series 7 Recording/ - Original Scan Data	0
Series 7 Recording/ - Plane Height	368.5452141253894
Series 7 Recording/ - Plane Spacing	1.0
Series 7 Recording/ - Plane Width	368.5452141253894
Series 7 Recording/ - Planes Per Volume	1
Series 7 Recording/ - Position B/C Contrast 1	15768.199999999979
Series 7 Recording/ - Position B/C Contrast 2	15768.199999999979
Series 7 Recording/ - Precession	0.0
Series 7 Recording/ - Rotation	0.0
Series 7 Recording/ - Sample 0Time	40003.41084887731
Series 7 Recording/ - Sample 0X	0.0
Series 7 Recording/ - Sample 0Y	0.0
Series 7 Recording/ - Sample 0Z	0.0
Series 7 Recording/ - Sample Spacing	0.7198148713386512
Series 7 Recording/ - Samples Per Line	512
Series 7 Recording/ - Scan Direction	0
Series 7 Recording/ - Scan Mode	Plane
Series 7 Recording/ - Scan Type	unused-
Series 7 Recording/ - Special Scan Mode	NoSpecialMode%
Series 7 Recording/ - Start Scan Event	0
Series 7 Recording/ - Start Scan Time	0.0
Series 7 Recording/ - Start Scan Trigger In	None
Series 7 Recording/ - Start Scan Trigger Out	None
Series 7 Recording/ - Stop Scan Event	0
Series 7 Recording/ - Stop Scan Time	0.0
Series 7 Recording/ - Stop Scan Trigger In	None
Series 7 Recording/ - Stop Scan Trigger Out	None
Series 7 Recording/ - Time Series	0
Series 7 Recording/ - Use B/C Correction	0
Series 7 Recording/ - Use ROIs	0
Series 7 Recording/ - Use Reduced Memory ROIs	0
Series 7 Recording/ - User	ametz
Series 7 Recording/ - Volume Depth	0.0
Series 7 Recording/ - Zoom X	1.0
Series 7 Recording/ - Zoom Y	1.0
Series 7 Recording/ - Zoom Z	1.0
Series 7 Recording/ - null	None
Series 7 Recording/Lasers/ - null	0.0
Series 7 Recording/Lasers/Laser 1/ - Acquire	-1
Series 7 Recording/Lasers/Laser 1/ - Name	Laser Diode 405x
Series 7 Recording/Lasers/Laser 1/ - Power	25.0
Series 7 Recording/Lasers/Laser 1/ - null	0.0
Series 7 Recording/Lasers/Laser 2/ - Acquire	-1
Series 7 Recording/Lasers/Laser 2/ - Name	Argon/2
Series 7 Recording/Lasers/Laser 2/ - Power	7.5
Series 7 Recording/Lasers/Laser 2/ - null	25.0
Series 7 Recording/Lasers/Laser 3/ - Acquire	-1
Series 7 Recording/Lasers/Laser 3/ - Name	HeNe1
Series 7 Recording/Lasers/Laser 3/ - Power	1.0
Series 7 Recording/Lasers/Laser 3/ - null	7.5
Series 7 Recording/Lasers/Laser 4/ - Acquire	0
Series 7 Recording/Lasers/Laser 4/ - Name	HeNe2
Series 7 Recording/Lasers/Laser 4/ - Power	0.0
Series 7 Recording/Lasers/Laser 4/ - null	1.0
Series 7 Recording/Markers/ - null	None
Series 7 Recording/Markers/Marker 1/ - Name	Marker1
Series 7 Recording/Markers/Marker 1/ - Trigger In	None
Series 7 Recording/Markers/Marker 1/ - Trigger Out	None
Series 7 Recording/Markers/Marker 1/ - null	0
Series 7 Recording/Markers/Marker 2/ - Name	Marker2
Series 7 Recording/Markers/Marker 2/ - Trigger In	None
Series 7 Recording/Markers/Marker 2/ - Trigger Out	None
Series 7 Recording/Markers/Marker 2/ - null	None
Series 7 Recording/Markers/Marker 3/ - Name	Marker3
Series 7 Recording/Markers/Marker 3/ - Trigger In	None
Series 7 Recording/Markers/Marker 3/ - Trigger Out	None
Series 7 Recording/Markers/Marker 3/ - null	None
Series 7 Recording/Markers/Marker 4/ - Name	Marker4
Series 7 Recording/Markers/Marker 4/ - Trigger In	None
Series 7 Recording/Markers/Marker 4/ - Trigger Out	None
Series 7 Recording/Markers/Marker 4/ - null	None
Series 7 Recording/Markers/Marker 5/ - Name	Marker5
Series 7 Recording/Markers/Marker 5/ - Trigger In	None
Series 7 Recording/Markers/Marker 5/ - Trigger Out	None
Series 7 Recording/Markers/Marker 5/ - null	None
Series 7 Recording/Markers/Marker 6/ - Name	Marker6
Series 7 Recording/Markers/Marker 6/ - Trigger In	None@
Series 7 Recording/Markers/Marker 6/ - Trigger Out	None
Series 7 Recording/Markers/Marker 6/ - null	None
Series 7 Recording/Markers/Marker 7/ - Description	O
Series 7 Recording/Markers/Marker 7/ - Name	Marker7#
Series 7 Recording/Markers/Marker 7/ - Trigger In	None
Series 7 Recording/Markers/Marker 7/ - Trigger Out	None
Series 7 Recording/Markers/Marker 7/ - null	None
Series 7 Recording/Timers/ - null	0
Series 7 Recording/Timers/Timer 1/ - Interval	1.0
Series 7 Recording/Timers/Timer 1/ - Name	Timer1
Series 7 Recording/Timers/Timer 1/ - Trigger In	None
Series 7 Recording/Timers/Timer 1/ - Trigger Out	None
Series 7 Recording/Timers/Timer 1/ - null	0
Series 7 Recording/Timers/Timer 2/ - Interval	0.0
Series 7 Recording/Timers/Timer 2/ - Name	Timer2
Series 7 Recording/Timers/Timer 2/ - Trigger In	None
Series 7 Recording/Timers/Timer 2/ - Trigger Out	None
Series 7 Recording/Timers/Timer 2/ - null	0
Series 7 Recording/Timers/Timer 3/ - Interval	0.0
Series 7 Recording/Timers/Timer 3/ - Name	Timer3
Series 7 Recording/Timers/Timer 3/ - Trigger In	None
Series 7 Recording/Timers/Timer 3/ - Trigger Out	None
Series 7 Recording/Timers/Timer 3/ - null	0
Series 7 Recording/Timers/Timer 4/ - Interval	0.0
Series 7 Recording/Timers/Timer 4/ - Name	Timer4
Series 7 Recording/Timers/Timer 4/ - Trigger In	None
Series 7 Recording/Timers/Timer 4/ - Trigger Out	None
Series 7 Recording/Timers/Timer 4/ - null	0
Series 7 Recording/Timers/Timer 5/ - Interval	0.0
Series 7 Recording/Timers/Timer 5/ - Name	Timer5
Series 7 Recording/Timers/Timer 5/ - Trigger In	None
Series 7 Recording/Timers/Timer 5/ - Trigger Out	None
Series 7 Recording/Timers/Timer 5/ - null	0
Series 7 Recording/Timers/Timer 6/ - Interval	0.0
Series 7 Recording/Timers/Timer 6/ - Name	Timer6
Series 7 Recording/Timers/Timer 6/ - Trigger In	None
Series 7 Recording/Timers/Timer 6/ - Trigger Out	None?
Series 7 Recording/Timers/Timer 6/ - null	0
Series 7 Recording/Tracks/ - null	0.0
Series 7 Recording/Tracks/Track 1/ - Acquire	0
Series 7 Recording/Tracks/Track 1/ - Bleach After Scan Number	0
Series 7 Recording/Tracks/Track 1/ - Bleach Count	1
Series 7 Recording/Tracks/Track 1/ - Bleach Position Z	0.0
Series 7 Recording/Tracks/Track 1/ - Bleach Scan Number	1
Series 7 Recording/Tracks/Track 1/ - Collimator 1 Name	IR/Vis
Series 7 Recording/Tracks/Track 1/ - Collimator 1 Position	1
Series 7 Recording/Tracks/Track 1/ - Collimator 2 Name	UV/Vis
Series 7 Recording/Tracks/Track 1/ - Collimator 2 Position	52
Series 7 Recording/Tracks/Track 1/ - Condensor Aperture	0.0
Series 7 Recording/Tracks/Track 1/ - Condensor Frontlens	0
Series 7 Recording/Tracks/Track 1/ - Condensor Revolver	0
Series 7 Recording/Tracks/Track 1/ - Enable Spot Bleach Pos	0
Series 7 Recording/Tracks/Track 1/ - Field Stop Value	98.27235772357723
Series 7 Recording/Tracks/Track 1/ - ID Field Stop	LFB1)
Series 7 Recording/Tracks/Track 1/ - ID Transmission 1	1.0
Series 7 Recording/Tracks/Track 1/ - ID Transmission 2	1.0
Series 7 Recording/Tracks/Track 1/ - ID Transmission Filter 1	FWVirtual
Series 7 Recording/Tracks/Track 1/ - Is Bleach Track	0
Series 7 Recording/Tracks/Track 1/ - Is Ratio Track	0
Series 7 Recording/Tracks/Track 1/ - Multiplex Order	4
Series 7 Recording/Tracks/Track 1/ - Multiplex Type	1
Series 7 Recording/Tracks/Track 1/ - Name	Lambda
Series 7 Recording/Tracks/Track 1/ - Pixel Time	12.79999992220837
Series 7 Recording/Tracks/Track 1/ - Repeat Bleach	0
Series 7 Recording/Tracks/Track 1/ - SPI Center Wavelength	582.53
Series 7 Recording/Tracks/Track 1/ - Sampling Method	1
Series 7 Recording/Tracks/Track 1/ - Sampling Mode	1
Series 7 Recording/Tracks/Track 1/ - Sampling Number	4
Series 7 Recording/Tracks/Track 1/ - Spot Bleach Position X	0.0
Series 7 Recording/Tracks/Track 1/ - Spot Bleach Position Y	0.0
Series 7 Recording/Tracks/Track 1/ - Trigger In	None
Series 7 Recording/Tracks/Track 1/ - Trigger Out	None
Series 7 Recording/Tracks/Track 1/ - null	0.0
Series 7 Recording/Tracks/Track 1/Beam Splitters/ - null	FW1
Series 7 Recording/Tracks/Track 1/Beam Splitters/Beam Splitter 1/ - Filter	HFT 405/488/543
Series 7 Recording/Tracks/Track 1/Beam Splitters/Beam Splitter 1/ - Filter Set	HT
Series 7 Recording/Tracks/Track 1/Beam Splitters/Beam Splitter 1/ - Name	HT
Series 7 Recording/Tracks/Track 1/Beam Splitters/Beam Splitter 1/ - null	575.0
Series 7 Recording/Tracks/Track 1/Beam Splitters/Beam Splitter 2/ - Filter	None
Series 7 Recording/Tracks/Track 1/Beam Splitters/Beam Splitter 2/ - Filter Set	NT1
Series 7 Recording/Tracks/Track 1/Beam Splitters/Beam Splitter 2/ - Name	NT1
Series 7 Recording/Tracks/Track 1/Beam Splitters/Beam Splitter 2/ - null	HT
Series 7 Recording/Tracks/Track 1/Beam Splitters/Beam Splitter 3/ - Filter	NFT 490
Series 7 Recording/Tracks/Track 1/Beam Splitters/Beam Splitter 3/ - Filter Set	NT2
Series 7 Recording/Tracks/Track 1/Beam Splitters/Beam Splitter 3/ - Name	NT2
Series 7 Recording/Tracks/Track 1/Beam Splitters/Beam Splitter 3/ - null	NT1
Series 7 Recording/Tracks/Track 1/Beam Splitters/Beam Splitter 4/ - Filter	None
Series 7 Recording/Tracks/Track 1/Beam Splitters/Beam Splitter 4/ - Filter Set	NT3
Series 7 Recording/Tracks/Track 1/Beam Splitters/Beam Splitter 4/ - Name	NT3
Series 7 Recording/Tracks/Track 1/Beam Splitters/Beam Splitter 4/ - null	NT2
Series 7 Recording/Tracks/Track 1/Beam Splitters/Beam Splitter 5/ - Filter	None
Series 7 Recording/Tracks/Track 1/Beam Splitters/Beam Splitter 5/ - Filter Set	FW1
Series 7 Recording/Tracks/Track 1/Beam Splitters/Beam Splitter 5/ - Name	FW1
Series 7 Recording/Tracks/Track 1/Beam Splitters/Beam Splitter 5/ - null	NT3
Series 7 Recording/Tracks/Track 1/Data Channels/ - null	0.0
Series 7 Recording/Tracks/Track 1/Data Channels/Data Channel 1/ - Acquire	-1
Series 7 Recording/Tracks/Track 1/Data Channels/Data Channel 1/ - Bits Per Sample	8
Series 7 Recording/Tracks/Track 1/Data Channels/Data Channel 1/ - Color	10026752
Series 7 Recording/Tracks/Track 1/Data Channels/Data Channel 1/ - Name	Ch3
Series 7 Recording/Tracks/Track 1/Data Channels/Data Channel 1/ - Ratio Channel 1	Ch1
Series 7 Recording/Tracks/Track 1/Data Channels/Data Channel 1/ - Ratio Channel 2	Ch1
Series 7 Recording/Tracks/Track 1/Data Channels/Data Channel 1/ - Ratio Const. 1	0.0
Series 7 Recording/Tracks/Track 1/Data Channels/Data Channel 1/ - Ratio Const. 2	0.0
Series 7 Recording/Tracks/Track 1/Data Channels/Data Channel 1/ - Ratio Const. 3	1.0
Series 7 Recording/Tracks/Track 1/Data Channels/Data Channel 1/ - Ratio Const. 4	0.0
Series 7 Recording/Tracks/Track 1/Data Channels/Data Channel 1/ - Ratio Const. 5	1.0
Series 7 Recording/Tracks/Track 1/Data Channels/Data Channel 1/ - Ratio Const. 6	0.0
Series 7 Recording/Tracks/Track 1/Data Channels/Data Channel 1/ - Ratio First Images 1	-1
Series 7 Recording/Tracks/Track 1/Data Channels/Data Channel 1/ - Ratio First Images 2	-1
Series 7 Recording/Tracks/Track 1/Data Channels/Data Channel 1/ - Ratio Track 1	0
Series 7 Recording/Tracks/Track 1/Data Channels/Data Channel 1/ - Ratio Track 2	0
Series 7 Recording/Tracks/Track 1/Data Channels/Data Channel 1/ - Ratio Type	0
Series 7 Recording/Tracks/Track 1/Data Channels/Data Channel 1/ - Sample Type	1
Series 7 Recording/Tracks/Track 1/Data Channels/Data Channel 1/ - Spectrum	-1.0000 -1.0000 -1.0000 -1.0000 -1.0000 -1.0000 -1.0000 -1.0000 -1.0000 -1.0000 -1.0000 -1.0000 -1.0000 -1.0000 -1.0000 -1.0000 -1.0000 -1.0000 -1.0000 -1.0000 -1.0000 -1.0000 -1.0000 -1.0000 -1.0000 -1.0000 -1.0000 -1.0000 -1.0000 -1.0000 -1.0000 -1.0000 1.0000 0.0000
Series 7 Recording/Tracks/Track 1/Data Channels/Data Channel 1/ - null	0
Series 7 Recording/Tracks/Track 1/Detection Channels/ - null	575.0
Series 7 Recording/Tracks/Track 1/Detection Channels/Detection Channel 10/ - Acquire	-1
Series 7 Recording/Tracks/Track 1/Detection Channels/Detection Channel 10/ - Amplifier Gain	1.0
Series 7 Recording/Tracks/Track 1/Detection Channels/Detection Channel 10/ - Amplifier Gain B/C 1	1.0
Series 7 Recording/Tracks/Track 1/Detection Channels/Detection Channel 10/ - Amplifier Gain B/C 2	1.0
Series 7 Recording/Tracks/Track 1/Detection Channels/Detection Channel 10/ - Amplifier Offset	0.1
Series 7 Recording/Tracks/Track 1/Detection Channels/Detection Channel 10/ - Amplifier Offset B/C 1	0.1
Series 7 Recording/Tracks/Track 1/Detection Channels/Detection Channel 10/ - Amplifier Offset B/C 2	0.1
Series 7 Recording/Tracks/Track 1/Detection Channels/Detection Channel 10/ - Detection Channel Name	ChS
Series 7 Recording/Tracks/Track 1/Detection Channels/Detection Channel 10/ - Detector Gain	836.6568914956013
Series 7 Recording/Tracks/Track 1/Detection Channels/Detection Channel 10/ - Detector Gain B/C 1	0.0
Series 7 Recording/Tracks/Track 1/Detection Channels/Detection Channel 10/ - Detector Gain B/C 2	0.0
Series 7 Recording/Tracks/Track 1/Detection Channels/Detection Channel 10/ - Detector Name	PmtSPI1
Series 7 Recording/Tracks/Track 1/Detection Channels/Detection Channel 10/ - Dye Folder	p
Series 7 Recording/Tracks/Track 1/Detection Channels/Detection Channel 10/ - Dye Name	@
Series 7 Recording/Tracks/Track 1/Detection Channels/Detection Channel 10/ - Pinhole Diameter	162.0
Series 7 Recording/Tracks/Track 1/Detection Channels/Detection Channel 10/ - Pinhole Name	PH1
Series 7 Recording/Tracks/Track 1/Detection Channels/Detection Channel 10/ - SPI Wavelength End	753.73
Series 7 Recording/Tracks/Track 1/Detection Channels/Detection Channel 10/ - SPI Wavelength Start	411.33
Series 7 Recording/Tracks/Track 1/Detection Channels/Detection Channel 10/ - Spectral Scan Channels	32
Series 7 Recording/Tracks/Track 1/Detection Channels/Detection Channel 10/ - null	575.0
Series 7 Recording/Tracks/Track 1/Detection Channels/Detection Channel 11/ - Acquire	0
Series 7 Recording/Tracks/Track 1/Detection Channels/Detection Channel 11/ - Amplifier Gain	1.0
Series 7 Recording/Tracks/Track 1/Detection Channels/Detection Channel 11/ - Amplifier Gain B/C 1	1.0
Series 7 Recording/Tracks/Track 1/Detection Channels/Detection Channel 11/ - Amplifier Gain B/C 2	1.0
Series 7 Recording/Tracks/Track 1/Detection Channels/Detection Channel 11/ - Amplifier Offset	0.1
Series 7 Recording/Tracks/Track 1/Detection Channels/Detection Channel 11/ - Amplifier Offset B/C 1	0.1
Series 7 Recording/Tracks/Track 1/Detection Channels/Detection Channel 11/ - Amplifier Offset B/C 2	0.1
Series 7 Recording/Tracks/Track 1/Detection Channels/Detection Channel 11/ - Detection Channel Name	Ch2
Series 7 Recording/Tracks/Track 1/Detection Channels/Detection Channel 11/ - Detector Gain	715.686274509804
Series 7 Recording/Tracks/Track 1/Detection Channels/Detection Channel 11/ - Detector Gain B/C 1	0.0
Series 7 Recording/Tracks/Track 1/Detection Channels/Detection Channel 11/ - Detector Gain B/C 2	0.0
Series 7 Recording/Tracks/Track 1/Detection Channels/Detection Channel 11/ - Detector Name	Pmt2
Series 7 Recording/Tracks/Track 1/Detection Channels/Detection Channel 11/ - Dye Name	p
Series 7 Recording/Tracks/Track 1/Detection Channels/Detection Channel 11/ - Filter Name	BP 420-480
Series 7 Recording/Tracks/Track 1/Detection Channels/Detection Channel 11/ - Filter Set Name	EF2
Series 7 Recording/Tracks/Track 1/Detection Channels/Detection Channel 11/ - Pinhole Diameter	57.0
Series 7 Recording/Tracks/Track 1/Detection Channels/Detection Channel 11/ - Pinhole Name	PH2
Series 7 Recording/Tracks/Track 1/Detection Channels/Detection Channel 11/ - SPI Wavelength End	735.0
Series 7 Recording/Tracks/Track 1/Detection Channels/Detection Channel 11/ - SPI Wavelength Start	415.0
Series 7 Recording/Tracks/Track 1/Detection Channels/Detection Channel 11/ - Spectral Scan Channels	32
Series 7 Recording/Tracks/Track 1/Detection Channels/Detection Channel 11/ - null	575.0
Series 7 Recording/Tracks/Track 1/Detection Channels/Detection Channel 12/ - Acquire	0
Series 7 Recording/Tracks/Track 1/Detection Channels/Detection Channel 12/ - Amplifier Gain	1.0
Series 7 Recording/Tracks/Track 1/Detection Channels/Detection Channel 12/ - Amplifier Gain B/C 1	1.0
Series 7 Recording/Tracks/Track 1/Detection Channels/Detection Channel 12/ - Amplifier Gain B/C 2	1.0
Series 7 Recording/Tracks/Track 1/Detection Channels/Detection Channel 12/ - Amplifier Offset	0.1
Series 7 Recording/Tracks/Track 1/Detection Channels/Detection Channel 12/ - Amplifier Offset B/C 1	0.1
Series 7 Recording/Tracks/Track 1/Detection Channels/Detection Channel 12/ - Amplifier Offset B/C 2	0.1
Series 7 Recording/Tracks/Track 1/Detection Channels/Detection Channel 12/ - Detection Channel Name	Ch3
Series 7 Recording/Tracks/Track 1/Detection Channels/Detection Channel 12/ - Detector Gain	1029.4117647058822
Series 7 Recording/Tracks/Track 1/Detection Channels/Detection Channel 12/ - Detector Gain B/C 1	0.0
Series 7 Recording/Tracks/Track 1/Detection Channels/Detection Channel 12/ - Detector Gain B/C 2	0.0
Series 7 Recording/Tracks/Track 1/Detection Channels/Detection Channel 12/ - Detector Name	Pmt3
Series 7 Recording/Tracks/Track 1/Detection Channels/Detection Channel 12/ - Filter Name	BP 505-530
Series 7 Recording/Tracks/Track 1/Detection Channels/Detection Channel 12/ - Filter Set Name	EF3
Series 7 Recording/Tracks/Track 1/Detection Channels/Detection Channel 12/ - Pinhole Diameter	66.0
Series 7 Recording/Tracks/Track 1/Detection Channels/Detection Channel 12/ - Pinhole Name	PH3
Series 7 Recording/Tracks/Track 1/Detection Channels/Detection Channel 12/ - SPI Wavelength End	735.0
Series 7 Recording/Tracks/Track 1/Detection Channels/Detection Channel 12/ - SPI Wavelength Start	415.0
Series 7 Recording/Tracks/Track 1/Detection Channels/Detection Channel 12/ - Spectral Scan Channels	32
Series 7 Recording/Tracks/Track 1/Detection Channels/Detection Channel 12/ - null	575.0
Series 7 Recording/Tracks/Track 1/Detection Channels/Detection Channel 13/ - Acquire	0
Series 7 Recording/Tracks/Track 1/Detection Channels/Detection Channel 13/ - Amplifier Gain	1.0
Series 7 Recording/Tracks/Track 1/Detection Channels/Detection Channel 13/ - Amplifier Gain B/C 1	1.0
Series 7 Recording/Tracks/Track 1/Detection Channels/Detection Channel 13/ - Amplifier Gain B/C 2	1.0
Series 7 Recording/Tracks/Track 1/Detection Channels/Detection Channel 13/ - Amplifier Offset	0.1
Series 7 Recording/Tracks/Track 1/Detection Channels/Detection Channel 13/ - Amplifier Offset B/C 1	0.1
Series 7 Recording/Tracks/Track 1/Detection Channels/Detection Channel 13/ - Amplifier Offset B/C 2	0.1
Series 7 Recording/Tracks/Track 1/Detection Channels/Detection Channel 13/ - Detection Channel Name	ChD
Series 7 Recording/Tracks/Track 1/Detection Channels/Detection Channel 13/ - Detector Gain	78.43137254901961
Series 7 Recording/Tracks/Track 1/Detection Channels/Detection Channel 13/ - Detector Gain B/C 1	0.0
Series 7 Recording/Tracks/Track 1/Detection Channels/Detection Channel 13/ - Detector Gain B/C 2	0.0
Series 7 Recording/Tracks/Track 1/Detection Channels/Detection Channel 13/ - Detector Name	PmtD
Series 7 Recording/Tracks/Track 1/Detection Channels/Detection Channel 13/ - Integrator Name	IntegratorD
Series 7 Recording/Tracks/Track 1/Detection Channels/Detection Channel 13/ - Pinhole Diameter	0.0
Series 7 Recording/Tracks/Track 1/Detection Channels/Detection Channel 13/ - SPI Wavelength End	735.0
Series 7 Recording/Tracks/Track 1/Detection Channels/Detection Channel 13/ - SPI Wavelength Start	415.0
Series 7 Recording/Tracks/Track 1/Detection Channels/Detection Channel 13/ - Spectral Scan Channels	32
Series 7 Recording/Tracks/Track 1/Detection Channels/Detection Channel 13/ - null	575.0
Series 7 Recording/Tracks/Track 1/Detection Channels/Detection Channel 2/ - Acquire	0
Series 7 Recording/Tracks/Track 1/Detection Channels/Detection Channel 2/ - Amplifier Gain	1.0
Series 7 Recording/Tracks/Track 1/Detection Channels/Detection Channel 2/ - Amplifier Gain B/C 1	1.0
Series 7 Recording/Tracks/Track 1/Detection Channels/Detection Channel 2/ - Amplifier Gain B/C 2	1.0
Series 7 Recording/Tracks/Track 1/Detection Channels/Detection Channel 2/ - Amplifier Offset	0.1
Series 7 Recording/Tracks/Track 1/Detection Channels/Detection Channel 2/ - Amplifier Offset B/C 1	0.1
Series 7 Recording/Tracks/Track 1/Detection Channels/Detection Channel 2/ - Amplifier Offset B/C 2	0.1
Series 7 Recording/Tracks/Track 1/Detection Channels/Detection Channel 2/ - Detection Channel Name	ChS1
Series 7 Recording/Tracks/Track 1/Detection Channels/Detection Channel 2/ - Detector Gain	836.6568914956013
Series 7 Recording/Tracks/Track 1/Detection Channels/Detection Channel 2/ - Detector Gain B/C 1	0.0
Series 7 Recording/Tracks/Track 1/Detection Channels/Detection Channel 2/ - Detector Gain B/C 2	0.0
Series 7 Recording/Tracks/Track 1/Detection Channels/Detection Channel 2/ - Detector Name	PmtSPI1
Series 7 Recording/Tracks/Track 1/Detection Channels/Detection Channel 2/ - Integrator Name	IntegratorSPI
Series 7 Recording/Tracks/Track 1/Detection Channels/Detection Channel 2/ - Pinhole Diameter	162.0
Series 7 Recording/Tracks/Track 1/Detection Channels/Detection Channel 2/ - Pinhole Name	PH1
Series 7 Recording/Tracks/Track 1/Detection Channels/Detection Channel 2/ - SPI Wavelength End	753.73
Series 7 Recording/Tracks/Track 1/Detection Channels/Detection Channel 2/ - SPI Wavelength Start	411.33
Series 7 Recording/Tracks/Track 1/Detection Channels/Detection Channel 2/ - Spectral Scan Channels	32
Series 7 Recording/Tracks/Track 1/Detection Channels/Detection Channel 2/ - null	575.0
Series 7 Recording/Tracks/Track 1/Detection Channels/Detection Channel 3/ - Acquire	0
Series 7 Recording/Tracks/Track 1/Detection Channels/Detection Channel 3/ - Amplifier Gain	1.0
Series 7 Recording/Tracks/Track 1/Detection Channels/Detection Channel 3/ - Amplifier Gain B/C 1	1.0
Series 7 Recording/Tracks/Track 1/Detection Channels/Detection Channel 3/ - Amplifier Gain B/C 2	1.0
Series 7 Recording/Tracks/Track 1/Detection Channels/Detection Channel 3/ - Amplifier Offset	0.1
Series 7 Recording/Tracks/Track 1/Detection Channels/Detection Channel 3/ - Amplifier Offset B/C 1	0.1
Series 7 Recording/Tracks/Track 1/Detection Channels/Detection Channel 3/ - Amplifier Offset B/C 2	0.1
Series 7 Recording/Tracks/Track 1/Detection Channels/Detection Channel 3/ - Detection Channel Name	ChS2
Series 7 Recording/Tracks/Track 1/Detection Channels/Detection Channel 3/ - Detector Gain	836.6568914956013
Series 7 Recording/Tracks/Track 1/Detection Channels/Detection Channel 3/ - Detector Gain B/C 1	0.0
Series 7 Recording/Tracks/Track 1/Detection Channels/Detection Channel 3/ - Detector Gain B/C 2	0.0
Series 7 Recording/Tracks/Track 1/Detection Channels/Detection Channel 3/ - Detector Name	PmtSPI1
Series 7 Recording/Tracks/Track 1/Detection Channels/Detection Channel 3/ - Integrator Name	IntegratorSPI
Series 7 Recording/Tracks/Track 1/Detection Channels/Detection Channel 3/ - Pinhole Diameter	162.0
Series 7 Recording/Tracks/Track 1/Detection Channels/Detection Channel 3/ - Pinhole Name	PH1
Series 7 Recording/Tracks/Track 1/Detection Channels/Detection Channel 3/ - SPI Wavelength End	753.73
Series 7 Recording/Tracks/Track 1/Detection Channels/Detection Channel 3/ - SPI Wavelength Start	411.33
Series 7 Recording/Tracks/Track 1/Detection Channels/Detection Channel 3/ - Spectral Scan Channels	32
Series 7 Recording/Tracks/Track 1/Detection Channels/Detection Channel 3/ - null	575.0
Series 7 Recording/Tracks/Track 1/Detection Channels/Detection Channel 4/ - Acquire	0
Series 7 Recording/Tracks/Track 1/Detection Channels/Detection Channel 4/ - Amplifier Gain	1.0
Series 7 Recording/Tracks/Track 1/Detection Channels/Detection Channel 4/ - Amplifier Gain B/C 1	1.0
Series 7 Recording/Tracks/Track 1/Detection Channels/Detection Channel 4/ - Amplifier Gain B/C 2	1.0
Series 7 Recording/Tracks/Track 1/Detection Channels/Detection Channel 4/ - Amplifier Offset	0.1
Series 7 Recording/Tracks/Track 1/Detection Channels/Detection Channel 4/ - Amplifier Offset B/C 1	0.1
Series 7 Recording/Tracks/Track 1/Detection Channels/Detection Channel 4/ - Amplifier Offset B/C 2	0.1
Series 7 Recording/Tracks/Track 1/Detection Channels/Detection Channel 4/ - Detection Channel Name	ChS3
Series 7 Recording/Tracks/Track 1/Detection Channels/Detection Channel 4/ - Detector Gain	836.6568914956013
Series 7 Recording/Tracks/Track 1/Detection Channels/Detection Channel 4/ - Detector Gain B/C 1	0.0
Series 7 Recording/Tracks/Track 1/Detection Channels/Detection Channel 4/ - Detector Gain B/C 2	0.0
Series 7 Recording/Tracks/Track 1/Detection Channels/Detection Channel 4/ - Detector Name	PmtSPI1
Series 7 Recording/Tracks/Track 1/Detection Channels/Detection Channel 4/ - Integrator Name	IntegratorSPI
Series 7 Recording/Tracks/Track 1/Detection Channels/Detection Channel 4/ - Pinhole Diameter	162.0
Series 7 Recording/Tracks/Track 1/Detection Channels/Detection Channel 4/ - Pinhole Name	PH1
Series 7 Recording/Tracks/Track 1/Detection Channels/Detection Channel 4/ - SPI Wavelength End	753.73
Series 7 Recording/Tracks/Track 1/Detection Channels/Detection Channel 4/ - SPI Wavelength Start	411.33
Series 7 Recording/Tracks/Track 1/Detection Channels/Detection Channel 4/ - Spectral Scan Channels	32
Series 7 Recording/Tracks/Track 1/Detection Channels/Detection Channel 4/ - null	575.0
Series 7 Recording/Tracks/Track 1/Detection Channels/Detection Channel 5/ - Acquire	0
Series 7 Recording/Tracks/Track 1/Detection Channels/Detection Channel 5/ - Amplifier Gain	1.0
Series 7 Recording/Tracks/Track 1/Detection Channels/Detection Channel 5/ - Amplifier Gain B/C 1	1.0
Series 7 Recording/Tracks/Track 1/Detection Channels/Detection Channel 5/ - Amplifier Gain B/C 2	1.0
Series 7 Recording/Tracks/Track 1/Detection Channels/Detection Channel 5/ - Amplifier Offset	0.1
Series 7 Recording/Tracks/Track 1/Detection Channels/Detection Channel 5/ - Amplifier Offset B/C 1	0.1
Series 7 Recording/Tracks/Track 1/Detection Channels/Detection Channel 5/ - Amplifier Offset B/C 2	0.1
Series 7 Recording/Tracks/Track 1/Detection Channels/Detection Channel 5/ - Detection Channel Name	ChS4
Series 7 Recording/Tracks/Track 1/Detection Channels/Detection Channel 5/ - Detector Gain	836.6568914956013
Series 7 Recording/Tracks/Track 1/Detection Channels/Detection Channel 5/ - Detector Gain B/C 1	0.0
Series 7 Recording/Tracks/Track 1/Detection Channels/Detection Channel 5/ - Detector Gain B/C 2	0.0
Series 7 Recording/Tracks/Track 1/Detection Channels/Detection Channel 5/ - Detector Name	PmtSPI1a
Series 7 Recording/Tracks/Track 1/Detection Channels/Detection Channel 5/ - Dye Name	0
Series 7 Recording/Tracks/Track 1/Detection Channels/Detection Channel 5/ - Integrator Name	IntegratorSPI
Series 7 Recording/Tracks/Track 1/Detection Channels/Detection Channel 5/ - Pinhole Diameter	162.0
Series 7 Recording/Tracks/Track 1/Detection Channels/Detection Channel 5/ - Pinhole Name	PH1
Series 7 Recording/Tracks/Track 1/Detection Channels/Detection Channel 5/ - SPI Wavelength End	753.73
Series 7 Recording/Tracks/Track 1/Detection Channels/Detection Channel 5/ - SPI Wavelength Start	411.33
Series 7 Recording/Tracks/Track 1/Detection Channels/Detection Channel 5/ - Spectral Scan Channels	32
Series 7 Recording/Tracks/Track 1/Detection Channels/Detection Channel 5/ - null	575.0
Series 7 Recording/Tracks/Track 1/Detection Channels/Detection Channel 6/ - Acquire	0
Series 7 Recording/Tracks/Track 1/Detection Channels/Detection Channel 6/ - Amplifier Gain	1.0
Series 7 Recording/Tracks/Track 1/Detection Channels/Detection Channel 6/ - Amplifier Gain B/C 1	1.0
Series 7 Recording/Tracks/Track 1/Detection Channels/Detection Channel 6/ - Amplifier Gain B/C 2	1.0
Series 7 Recording/Tracks/Track 1/Detection Channels/Detection Channel 6/ - Amplifier Offset	0.1
Series 7 Recording/Tracks/Track 1/Detection Channels/Detection Channel 6/ - Amplifier Offset B/C 1	0.1
Series 7 Recording/Tracks/Track 1/Detection Channels/Detection Channel 6/ - Amplifier Offset B/C 2	0.1
Series 7 Recording/Tracks/Track 1/Detection Channels/Detection Channel 6/ - Detection Channel Name	ChS5
Series 7 Recording/Tracks/Track 1/Detection Channels/Detection Channel 6/ - Detector Gain	836.6568914956013
Series 7 Recording/Tracks/Track 1/Detection Channels/Detection Channel 6/ - Detector Gain B/C 1	0.0
Series 7 Recording/Tracks/Track 1/Detection Channels/Detection Channel 6/ - Detector Gain B/C 2	0.0
Series 7 Recording/Tracks/Track 1/Detection Channels/Detection Channel 6/ - Detector Name	PmtSPI1
Series 7 Recording/Tracks/Track 1/Detection Channels/Detection Channel 6/ - Integrator Name	IntegratorSPI
Series 7 Recording/Tracks/Track 1/Detection Channels/Detection Channel 6/ - Pinhole Diameter	162.0
Series 7 Recording/Tracks/Track 1/Detection Channels/Detection Channel 6/ - Pinhole Name	PH1
Series 7 Recording/Tracks/Track 1/Detection Channels/Detection Channel 6/ - SPI Wavelength End	753.73
Series 7 Recording/Tracks/Track 1/Detection Channels/Detection Channel 6/ - SPI Wavelength Start	411.33
Series 7 Recording/Tracks/Track 1/Detection Channels/Detection Channel 6/ - Spectral Scan Channels	32
Series 7 Recording/Tracks/Track 1/Detection Channels/Detection Channel 6/ - null	575.0
Series 7 Recording/Tracks/Track 1/Detection Channels/Detection Channel 7/ - Acquire	0
Series 7 Recording/Tracks/Track 1/Detection Channels/Detection Channel 7/ - Amplifier Gain	1.0
Series 7 Recording/Tracks/Track 1/Detection Channels/Detection Channel 7/ - Amplifier Gain B/C 1	1.0
Series 7 Recording/Tracks/Track 1/Detection Channels/Detection Channel 7/ - Amplifier Gain B/C 2	1.0
Series 7 Recording/Tracks/Track 1/Detection Channels/Detection Channel 7/ - Amplifier Offset	0.1
Series 7 Recording/Tracks/Track 1/Detection Channels/Detection Channel 7/ - Amplifier Offset B/C 1	0.1
Series 7 Recording/Tracks/Track 1/Detection Channels/Detection Channel 7/ - Amplifier Offset B/C 2	0.1
Series 7 Recording/Tracks/Track 1/Detection Channels/Detection Channel 7/ - Detection Channel Name	ChS6
Series 7 Recording/Tracks/Track 1/Detection Channels/Detection Channel 7/ - Detector Gain	836.6568914956013
Series 7 Recording/Tracks/Track 1/Detection Channels/Detection Channel 7/ - Detector Gain B/C 1	0.0
Series 7 Recording/Tracks/Track 1/Detection Channels/Detection Channel 7/ - Detector Gain B/C 2	0.0
Series 7 Recording/Tracks/Track 1/Detection Channels/Detection Channel 7/ - Detector Name	PmtSPI1
Series 7 Recording/Tracks/Track 1/Detection Channels/Detection Channel 7/ - Dye Folder	0
Series 7 Recording/Tracks/Track 1/Detection Channels/Detection Channel 7/ - Integrator Name	IntegratorSPI
Series 7 Recording/Tracks/Track 1/Detection Channels/Detection Channel 7/ - Pinhole Diameter	162.0
Series 7 Recording/Tracks/Track 1/Detection Channels/Detection Channel 7/ - Pinhole Name	PH1
Series 7 Recording/Tracks/Track 1/Detection Channels/Detection Channel 7/ - SPI Wavelength End	753.73
Series 7 Recording/Tracks/Track 1/Detection Channels/Detection Channel 7/ - SPI Wavelength Start	411.33
Series 7 Recording/Tracks/Track 1/Detection Channels/Detection Channel 7/ - Spectral Scan Channels	32
Series 7 Recording/Tracks/Track 1/Detection Channels/Detection Channel 7/ - null	575.0
Series 7 Recording/Tracks/Track 1/Detection Channels/Detection Channel 8/ - Acquire	0
Series 7 Recording/Tracks/Track 1/Detection Channels/Detection Channel 8/ - Amplifier Gain	1.0
Series 7 Recording/Tracks/Track 1/Detection Channels/Detection Channel 8/ - Amplifier Gain B/C 1	1.0
Series 7 Recording/Tracks/Track 1/Detection Channels/Detection Channel 8/ - Amplifier Gain B/C 2	1.0
Series 7 Recording/Tracks/Track 1/Detection Channels/Detection Channel 8/ - Amplifier Offset	0.1
Series 7 Recording/Tracks/Track 1/Detection Channels/Detection Channel 8/ - Amplifier Offset B/C 1	0.1
Series 7 Recording/Tracks/Track 1/Detection Channels/Detection Channel 8/ - Amplifier Offset B/C 2	0.1
Series 7 Recording/Tracks/Track 1/Detection Channels/Detection Channel 8/ - Detection Channel Name	ChS7
Series 7 Recording/Tracks/Track 1/Detection Channels/Detection Channel 8/ - Detector Gain	836.6568914956013
Series 7 Recording/Tracks/Track 1/Detection Channels/Detection Channel 8/ - Detector Gain B/C 1	0.0
Series 7 Recording/Tracks/Track 1/Detection Channels/Detection Channel 8/ - Detector Gain B/C 2	0.0
Series 7 Recording/Tracks/Track 1/Detection Channels/Detection Channel 8/ - Detector Name	PmtSPI14
Series 7 Recording/Tracks/Track 1/Detection Channels/Detection Channel 8/ - Dye Name	@
Series 7 Recording/Tracks/Track 1/Detection Channels/Detection Channel 8/ - Integrator Name	IntegratorSPI
Series 7 Recording/Tracks/Track 1/Detection Channels/Detection Channel 8/ - Pinhole Diameter	162.0
Series 7 Recording/Tracks/Track 1/Detection Channels/Detection Channel 8/ - Pinhole Name	PH1
Series 7 Recording/Tracks/Track 1/Detection Channels/Detection Channel 8/ - SPI Wavelength End	753.73
Series 7 Recording/Tracks/Track 1/Detection Channels/Detection Channel 8/ - SPI Wavelength Start	411.33
Series 7 Recording/Tracks/Track 1/Detection Channels/Detection Channel 8/ - Spectral Scan Channels	32
Series 7 Recording/Tracks/Track 1/Detection Channels/Detection Channel 8/ - null	575.0
Series 7 Recording/Tracks/Track 1/Detection Channels/Detection Channel 9/ - Acquire	0
Series 7 Recording/Tracks/Track 1/Detection Channels/Detection Channel 9/ - Amplifier Gain	1.0
Series 7 Recording/Tracks/Track 1/Detection Channels/Detection Channel 9/ - Amplifier Gain B/C 1	1.0
Series 7 Recording/Tracks/Track 1/Detection Channels/Detection Channel 9/ - Amplifier Gain B/C 2	1.0
Series 7 Recording/Tracks/Track 1/Detection Channels/Detection Channel 9/ - Amplifier Offset	0.1
Series 7 Recording/Tracks/Track 1/Detection Channels/Detection Channel 9/ - Amplifier Offset B/C 1	0.1
Series 7 Recording/Tracks/Track 1/Detection Channels/Detection Channel 9/ - Amplifier Offset B/C 2	0.1
Series 7 Recording/Tracks/Track 1/Detection Channels/Detection Channel 9/ - Detection Channel Name	ChS8
Series 7 Recording/Tracks/Track 1/Detection Channels/Detection Channel 9/ - Detector Gain	836.6568914956013
Series 7 Recording/Tracks/Track 1/Detection Channels/Detection Channel 9/ - Detector Gain B/C 1	0.0
Series 7 Recording/Tracks/Track 1/Detection Channels/Detection Channel 9/ - Detector Gain B/C 2	0.0
Series 7 Recording/Tracks/Track 1/Detection Channels/Detection Channel 9/ - Detector Name	PmtSPI1
Series 7 Recording/Tracks/Track 1/Detection Channels/Detection Channel 9/ - Dye Folder	`
Series 7 Recording/Tracks/Track 1/Detection Channels/Detection Channel 9/ - Dye Name	0
Series 7 Recording/Tracks/Track 1/Detection Channels/Detection Channel 9/ - Integrator Name	IntegratorSPI
Series 7 Recording/Tracks/Track 1/Detection Channels/Detection Channel 9/ - Pinhole Diameter	162.0
Series 7 Recording/Tracks/Track 1/Detection Channels/Detection Channel 9/ - Pinhole Name	PH1
Series 7 Recording/Tracks/Track 1/Detection Channels/Detection Channel 9/ - SPI Wavelength End	753.73
Series 7 Recording/Tracks/Track 1/Detection Channels/Detection Channel 9/ - SPI Wavelength Start	411.33
Series 7 Recording/Tracks/Track 1/Detection Channels/Detection Channel 9/ - Spectral Scan Channels	32
Series 7 Recording/Tracks/Track 1/Detection Channels/Detection Channel 9/ - null	575.0
Series 7 Recording/Tracks/Track 1/Illumination Channels/ - null	0.0
Series 7 Recording/Tracks/Track 1/Illumination Channels/Illumination Channel 1/ - Acquire	0
Series 7 Recording/Tracks/Track 1/Illumination Channels/Illumination Channel 1/ - Name	6330
Series 7 Recording/Tracks/Track 1/Illumination Channels/Illumination Channel 1/ - Power	0.1
Series 7 Recording/Tracks/Track 1/Illumination Channels/Illumination Channel 1/ - Power B/C 1	0.1
Series 7 Recording/Tracks/Track 1/Illumination Channels/Illumination Channel 1/ - Power B/C 2	0.1
Series 7 Recording/Tracks/Track 1/Illumination Channels/Illumination Channel 1/ - Wavelength	633.0
Series 7 Recording/Tracks/Track 1/Illumination Channels/Illumination Channel 1/ - null	FW1
Series 7 Recording/Tracks/Track 1/Illumination Channels/Illumination Channel 2/ - Acquire	0
Series 7 Recording/Tracks/Track 1/Illumination Channels/Illumination Channel 2/ - Name	4580
Series 7 Recording/Tracks/Track 1/Illumination Channels/Illumination Channel 2/ - Power	0.1
Series 7 Recording/Tracks/Track 1/Illumination Channels/Illumination Channel 2/ - Power B/C 1	0.1
Series 7 Recording/Tracks/Track 1/Illumination Channels/Illumination Channel 2/ - Power B/C 2	0.1
Series 7 Recording/Tracks/Track 1/Illumination Channels/Illumination Channel 2/ - Wavelength	458.0
Series 7 Recording/Tracks/Track 1/Illumination Channels/Illumination Channel 2/ - null	0.1
Series 7 Recording/Tracks/Track 1/Illumination Channels/Illumination Channel 3/ - Acquire	0
Series 7 Recording/Tracks/Track 1/Illumination Channels/Illumination Channel 3/ - Name	488
Series 7 Recording/Tracks/Track 1/Illumination Channels/Illumination Channel 3/ - Power	0.1
Series 7 Recording/Tracks/Track 1/Illumination Channels/Illumination Channel 3/ - Power B/C 1	0.1
Series 7 Recording/Tracks/Track 1/Illumination Channels/Illumination Channel 3/ - Power B/C 2	0.1
Series 7 Recording/Tracks/Track 1/Illumination Channels/Illumination Channel 3/ - Wavelength	488.0
Series 7 Recording/Tracks/Track 1/Illumination Channels/Illumination Channel 3/ - null	0.1
Series 7 Recording/Tracks/Track 1/Illumination Channels/Illumination Channel 4/ - Acquire	0
Series 7 Recording/Tracks/Track 1/Illumination Channels/Illumination Channel 4/ - Name	514)
Series 7 Recording/Tracks/Track 1/Illumination Channels/Illumination Channel 4/ - Power	0.1
Series 7 Recording/Tracks/Track 1/Illumination Channels/Illumination Channel 4/ - Power B/C 1	0.1
Series 7 Recording/Tracks/Track 1/Illumination Channels/Illumination Channel 4/ - Power B/C 2	0.1
Series 7 Recording/Tracks/Track 1/Illumination Channels/Illumination Channel 4/ - Wavelength	514.0
Series 7 Recording/Tracks/Track 1/Illumination Channels/Illumination Channel 4/ - null	0.1
Series 7 Recording/Tracks/Track 1/Illumination Channels/Illumination Channel 5/ - Acquire	0
Series 7 Recording/Tracks/Track 1/Illumination Channels/Illumination Channel 5/ - Name	543o
Series 7 Recording/Tracks/Track 1/Illumination Channels/Illumination Channel 5/ - Power	0.1
Series 7 Recording/Tracks/Track 1/Illumination Channels/Illumination Channel 5/ - Power B/C 1	0.1
Series 7 Recording/Tracks/Track 1/Illumination Channels/Illumination Channel 5/ - Power B/C 2	0.1
Series 7 Recording/Tracks/Track 1/Illumination Channels/Illumination Channel 5/ - Wavelength	543.0
Series 7 Recording/Tracks/Track 1/Illumination Channels/Illumination Channel 5/ - null	0.1
Series 7 Recording/Tracks/Track 1/Illumination Channels/Illumination Channel 6/ - Acquire	0
Series 7 Recording/Tracks/Track 1/Illumination Channels/Illumination Channel 6/ - Name	405
Series 7 Recording/Tracks/Track 1/Illumination Channels/Illumination Channel 6/ - Power	0.1
Series 7 Recording/Tracks/Track 1/Illumination Channels/Illumination Channel 6/ - Power B/C 1	0.1
Series 7 Recording/Tracks/Track 1/Illumination Channels/Illumination Channel 6/ - Power B/C 2	0.1
Series 7 Recording/Tracks/Track 1/Illumination Channels/Illumination Channel 6/ - Wavelength	405.0
Series 7 Recording/Tracks/Track 1/Illumination Channels/Illumination Channel 6/ - null	0.1
Series 7 Recording/Tracks/Track 1/Illumination Channels/Illumination Channel 7/ - Acquire	0
Series 7 Recording/Tracks/Track 1/Illumination Channels/Illumination Channel 7/ - Name	HAL
Series 7 Recording/Tracks/Track 1/Illumination Channels/Illumination Channel 7/ - Power	0.0
Series 7 Recording/Tracks/Track 1/Illumination Channels/Illumination Channel 7/ - Power B/C 1	0.0
Series 7 Recording/Tracks/Track 1/Illumination Channels/Illumination Channel 7/ - Power B/C 2	0.0
Series 7 Recording/Tracks/Track 1/Illumination Channels/Illumination Channel 7/ - Wavelength	0.0
Series 7 Recording/Tracks/Track 1/Illumination Channels/Illumination Channel 7/ - null	0.1
Series 7 ScanType	x-y-z scan
Series 7 SpectralScan	no spectral scan
Series 7 StructureSize	512
Series 7 ThumbnailX	128
Series 7 ThumbnailY	128
Series 7 TimeInterval	1.0
Series 7 ToolbarFlags	0
Series 7 VoxelSizeX	0.7198148713386511
Series 7 VoxelSizeY	0.7198148713386511
Series 7 VoxelSizeZ	1.0
Series 8 - null	None
Series 8 ChannelName0	ChS1-T1
Series 8 DataType	8 bit unsigned integer
Series 8 DataType2	original scan data
Series 8 DimensionChannels	3
Series 8 DimensionX	512
Series 8 DimensionY	512
Series 8 DimensionZ	1
Series 8 DisplayAspectTime	1.0
Series 8 DisplayAspectX	1.0
Series 8 DisplayAspectY	1.0
Series 8 DisplayAspectZ	1.0
Series 8 MagicNumber	67127628
Series 8 OriginX	0.0
Series 8 OriginY	0.0
Series 8 OriginZ	0.0
Series 8 Recording/ - Camera Binning	0
Series 8 Recording/ - Camera Frame Height	2
Series 8 Recording/ - Camera Frame Width	4
Series 8 Recording/ - Camera Offset X	0.0
Series 8 Recording/ - Camera Offset Y	0.0
Series 8 Recording/ - Camera Supersampling	0
Series 8 Recording/ - Images Height	512
Series 8 Recording/ - Images Width	512
Series 8 Recording/ - Interpolation Y	1
Series 8 Recording/ - Line Spacing	1.7995371783466279
Series 8 Recording/ - Lines Per Plane	512
Series 8 Recording/ - Linescan XY Size	512
Series 8 Recording/ - Name	FcbASwt5
Series 8 Recording/ - Number of Channels	3
Series 8 Recording/ - Number of Planes	1
Series 8 Recording/ - Number of Stacks	1
Series 8 Recording/ - Objective	Plan-Neofluar 10x/0.3
Series 8 Recording/ - Original Scan Data	0
Series 8 Recording/ - Plane Height	921.3630353134735
Series 8 Recording/ - Plane Spacing	1.0
Series 8 Recording/ - Plane Width	921.3630353134735
Series 8 Recording/ - Planes Per Volume	1
Series 8 Recording/ - Position B/C Contrast 1	15662.199999999993
Series 8 Recording/ - Position B/C Contrast 2	15662.199999999993
Series 8 Recording/ - Precession	0.0
Series 8 Recording/ - Rotation	0.0
Series 8 Recording/ - Sample 0Time	40007.614934710655
Series 8 Recording/ - Sample 0X	0.0
Series 8 Recording/ - Sample 0Y	0.0
Series 8 Recording/ - Sample 0Z	0.0
Series 8 Recording/ - Sample Spacing	1.7995371783466279
Series 8 Recording/ - Samples Per Line	512
Series 8 Recording/ - Scan Direction	0
Series 8 Recording/ - Scan Mode	Plane
Series 8 Recording/ - Scan Type	unused
Series 8 Recording/ - Special Scan Mode	NoSpecialMode
Series 8 Recording/ - Start Scan Event	0
Series 8 Recording/ - Start Scan Time	0.0
Series 8 Recording/ - Start Scan Trigger In	None
Series 8 Recording/ - Start Scan Trigger Out	None
Series 8 Recording/ - Stop Scan Event	0
Series 8 Recording/ - Stop Scan Time	0.0
Series 8 Recording/ - Stop Scan Trigger In	None
Series 8 Recording/ - Stop Scan Trigger Out	None
Series 8 Recording/ - Time Series	0
Series 8 Recording/ - Use B/C Correction	0
Series 8 Recording/ - Use ROIs	0
Series 8 Recording/ - Use Reduced Memory ROIs	0
Series 8 Recording/ - User	ametz
Series 8 Recording/ - Volume Depth	0.0
Series 8 Recording/ - Zoom X	1.0
Series 8 Recording/ - Zoom Y	1.0
Series 8 Recording/ - Zoom Z	1.0
Series 8 Recording/ - null	None
Series 8 Recording/Lasers/ - null	5.0
Series 8 Recording/Lasers/Laser 1/ - Acquire	-1
Series 8 Recording/Lasers/Laser 1/ - Name	Laser Diode 405n
Series 8 Recording/Lasers/Laser 1/ - Power	25.0
Series 8 Recording/Lasers/Laser 1/ - null	0.0
Series 8 Recording/Lasers/Laser 2/ - Acquire	-1
Series 8 Recording/Lasers/Laser 2/ - Name	Argon/22
Series 8 Recording/Lasers/Laser 2/ - Power	7.5
Series 8 Recording/Lasers/Laser 2/ - null	25.0
Series 8 Recording/Lasers/Laser 3/ - Acquire	-1
Series 8 Recording/Lasers/Laser 3/ - Name	HeNe1x
Series 8 Recording/Lasers/Laser 3/ - Power	1.0
Series 8 Recording/Lasers/Laser 3/ - null	7.5
Series 8 Recording/Lasers/Laser 4/ - Acquire	-1
Series 8 Recording/Lasers/Laser 4/ - Name	HeNe2
Series 8 Recording/Lasers/Laser 4/ - Power	5.0
Series 8 Recording/Lasers/Laser 4/ - null	1.0
Series 8 Recording/Markers/ - null	None
Series 8 Recording/Markers/Marker 1/ - Name	Marker1
Series 8 Recording/Markers/Marker 1/ - Trigger In	None
Series 8 Recording/Markers/Marker 1/ - Trigger Out	None
Series 8 Recording/Markers/Marker 1/ - null	0
Series 8 Recording/Markers/Marker 2/ - Name	Marker2
Series 8 Recording/Markers/Marker 2/ - Trigger In	None
Series 8 Recording/Markers/Marker 2/ - Trigger Out	None
Series 8 Recording/Markers/Marker 2/ - null	None
Series 8 Recording/Markers/Marker 3/ - Name	Marker3
Series 8 Recording/Markers/Marker 3/ - Trigger In	None
Series 8 Recording/Markers/Marker 3/ - Trigger Out	None
Series 8 Recording/Markers/Marker 3/ - null	None
Series 8 Recording/Markers/Marker 4/ - Name	Marker4
Series 8 Recording/Markers/Marker 4/ - Trigger In	None
Series 8 Recording/Markers/Marker 4/ - Trigger Out	None
Series 8 Recording/Markers/Marker 4/ - null	None
Series 8 Recording/Markers/Marker 5/ - Name	Marker5
Series 8 Recording/Markers/Marker 5/ - Trigger In	None
Series 8 Recording/Markers/Marker 5/ - Trigger Out	None
Series 8 Recording/Markers/Marker 5/ - null	None
Series 8 Recording/Markers/Marker 6/ - Name	Marker6
Series 8 Recording/Markers/Marker 6/ - Trigger In	None
Series 8 Recording/Markers/Marker 6/ - Trigger Out	None
Series 8 Recording/Markers/Marker 6/ - null	None
Series 8 Recording/Markers/Marker 7/ - Name	Marker7
Series 8 Recording/Markers/Marker 7/ - Trigger In	None
Series 8 Recording/Markers/Marker 7/ - Trigger Out	None
Series 8 Recording/Markers/Marker 7/ - null	None
Series 8 Recording/Timers/ - null	0
Series 8 Recording/Timers/Timer 1/ - Interval	1.0
Series 8 Recording/Timers/Timer 1/ - Name	Timer1
Series 8 Recording/Timers/Timer 1/ - Trigger In	None
Series 8 Recording/Timers/Timer 1/ - Trigger Out	None
Series 8 Recording/Timers/Timer 1/ - null	0
Series 8 Recording/Timers/Timer 2/ - Interval	0.0
Series 8 Recording/Timers/Timer 2/ - Name	Timer2
Series 8 Recording/Timers/Timer 2/ - Trigger In	None
Series 8 Recording/Timers/Timer 2/ - Trigger Out	None
Series 8 Recording/Timers/Timer 2/ - null	0
Series 8 Recording/Timers/Timer 3/ - Interval	0.0
Series 8 Recording/Timers/Timer 3/ - Name	Timer3
Series 8 Recording/Timers/Timer 3/ - Trigger In	None
Series 8 Recording/Timers/Timer 3/ - Trigger Out	None
Series 8 Recording/Timers/Timer 3/ - null	0
Series 8 Recording/Timers/Timer 4/ - Interval	0.0
Series 8 Recording/Timers/Timer 4/ - Name	Timer4
Series 8 Recording/Timers/Timer 4/ - Trigger In	None
Series 8 Recording/Timers/Timer 4/ - Trigger Out	None
Series 8 Recording/Timers/Timer 4/ - null	0
Series 8 Recording/Timers/Timer 5/ - Interval	0.0
Series 8 Recording/Timers/Timer 5/ - Name	Timer5
Series 8 Recording/Timers/Timer 5/ - Trigger In	None
Series 8 Recording/Timers/Timer 5/ - Trigger Out	None
Series 8 Recording/Timers/Timer 5/ - null	0
Series 8 Recording/Timers/Timer 6/ - Interval	0.0
Series 8 Recording/Timers/Timer 6/ - Name	Timer6
Series 8 Recording/Timers/Timer 6/ - Trigger In	None
Series 8 Recording/Timers/Timer 6/ - Trigger Out	None
Series 8 Recording/Timers/Timer 6/ - null	0
Series 8 Recording/Tracks/ - null	0.0
Series 8 Recording/Tracks/Track 1/ - Acquire	0
Series 8 Recording/Tracks/Track 1/ - Bleach After Scan Number	0
Series 8 Recording/Tracks/Track 1/ - Bleach Count	1
Series 8 Recording/Tracks/Track 1/ - Bleach Position Z	0.0
Series 8 Recording/Tracks/Track 1/ - Bleach Scan Number	1
Series 8 Recording/Tracks/Track 1/ - Collimator 1 Name	IR/Vis
Series 8 Recording/Tracks/Track 1/ - Collimator 1 Position	1
Series 8 Recording/Tracks/Track 1/ - Collimator 2 Name	UV/Vis
Series 8 Recording/Tracks/Track 1/ - Collimator 2 Position	52
Series 8 Recording/Tracks/Track 1/ - Condensor Aperture	0.0
Series 8 Recording/Tracks/Track 1/ - Condensor Frontlens	0
Series 8 Recording/Tracks/Track 1/ - Enable Spot Bleach Pos	0
Series 8 Recording/Tracks/Track 1/ - Field Stop Value	98.27235772357723
Series 8 Recording/Tracks/Track 1/ - ID Condensor Aperture	p
Series 8 Recording/Tracks/Track 1/ - ID Condensor Frontlens	P
Series 8 Recording/Tracks/Track 1/ - ID Condensor Revolver	`
Series 8 Recording/Tracks/Track 1/ - ID Field Stop	LFB1
Series 8 Recording/Tracks/Track 1/ - ID Transmission 1	1.0
Series 8 Recording/Tracks/Track 1/ - ID Transmission 2	1.0
Series 8 Recording/Tracks/Track 1/ - ID Transmission Filter 1	FWVirtual
Series 8 Recording/Tracks/Track 1/ - ID Transmission Filter 2	0
Series 8 Recording/Tracks/Track 1/ - Is Bleach Track	0
Series 8 Recording/Tracks/Track 1/ - Is Ratio Track	0
Series 8 Recording/Tracks/Track 1/ - Multiplex Order	4
Series 8 Recording/Tracks/Track 1/ - Multiplex Type	1
Series 8 Recording/Tracks/Track 1/ - Name	Lambda
Series 8 Recording/Tracks/Track 1/ - Pixel Time	12.79999992220837
Series 8 Recording/Tracks/Track 1/ - Repeat Bleach	0
Series 8 Recording/Tracks/Track 1/ - SPI Center Wavelength	582.53
Series 8 Recording/Tracks/Track 1/ - Sampling Method	1
Series 8 Recording/Tracks/Track 1/ - Sampling Mode	1
Series 8 Recording/Tracks/Track 1/ - Sampling Number	4
Series 8 Recording/Tracks/Track 1/ - Spot Bleach Position X	0.0
Series 8 Recording/Tracks/Track 1/ - Spot Bleach Position Y	0.0
Series 8 Recording/Tracks/Track 1/ - Trigger In	None
Series 8 Recording/Tracks/Track 1/ - Trigger Out	None
Series 8 Recording/Tracks/Track 1/ - null	0.0
Series 8 Recording/Tracks/Track 1/Beam Splitters/ - null	FW1
Series 8 Recording/Tracks/Track 1/Beam Splitters/Beam Splitter 1/ - Filter	HFT 405/488/543
Series 8 Recording/Tracks/Track 1/Beam Splitters/Beam Splitter 1/ - Filter Set	HT
Series 8 Recording/Tracks/Track 1/Beam Splitters/Beam Splitter 1/ - Name	HT
Series 8 Recording/Tracks/Track 1/Beam Splitters/Beam Splitter 1/ - null	575.0
Series 8 Recording/Tracks/Track 1/Beam Splitters/Beam Splitter 2/ - Filter	NoneP
Series 8 Recording/Tracks/Track 1/Beam Splitters/Beam Splitter 2/ - Filter Set	NT1@
Series 8 Recording/Tracks/Track 1/Beam Splitters/Beam Splitter 2/ - Name	NT1
Series 8 Recording/Tracks/Track 1/Beam Splitters/Beam Splitter 2/ - null	HT
Series 8 Recording/Tracks/Track 1/Beam Splitters/Beam Splitter 3/ - Filter	NFT 490
Series 8 Recording/Tracks/Track 1/Beam Splitters/Beam Splitter 3/ - Filter Set	NT2p
Series 8 Recording/Tracks/Track 1/Beam Splitters/Beam Splitter 3/ - Name	NT2
Series 8 Recording/Tracks/Track 1/Beam Splitters/Beam Splitter 3/ - null	NT1
Series 8 Recording/Tracks/Track 1/Beam Splitters/Beam Splitter 4/ - Filter	None
Series 8 Recording/Tracks/Track 1/Beam Splitters/Beam Splitter 4/ - Filter Set	NT3
Series 8 Recording/Tracks/Track 1/Beam Splitters/Beam Splitter 4/ - Name	NT3
Series 8 Recording/Tracks/Track 1/Beam Splitters/Beam Splitter 4/ - null	NT2
Series 8 Recording/Tracks/Track 1/Beam Splitters/Beam Splitter 5/ - Filter	None
Series 8 Recording/Tracks/Track 1/Beam Splitters/Beam Splitter 5/ - Filter Set	FW1
Series 8 Recording/Tracks/Track 1/Beam Splitters/Beam Splitter 5/ - Name	FW1
Series 8 Recording/Tracks/Track 1/Beam Splitters/Beam Splitter 5/ - null	NT3
Series 8 Recording/Tracks/Track 1/Data Channels/ - null	0.0
Series 8 Recording/Tracks/Track 1/Data Channels/Data Channel 1/ - Acquire	-1
Series 8 Recording/Tracks/Track 1/Data Channels/Data Channel 1/ - Bits Per Sample	8
Series 8 Recording/Tracks/Track 1/Data Channels/Data Channel 1/ - Color	10026752
Series 8 Recording/Tracks/Track 1/Data Channels/Data Channel 1/ - Name	Ch3
Series 8 Recording/Tracks/Track 1/Data Channels/Data Channel 1/ - Ratio Channel 1	Ch1
Series 8 Recording/Tracks/Track 1/Data Channels/Data Channel 1/ - Ratio Channel 2	Ch1
Series 8 Recording/Tracks/Track 1/Data Channels/Data Channel 1/ - Ratio Const. 1	0.0
Series 8 Recording/Tracks/Track 1/Data Channels/Data Channel 1/ - Ratio Const. 2	0.0
Series 8 Recording/Tracks/Track 1/Data Channels/Data Channel 1/ - Ratio Const. 3	1.0
Series 8 Recording/Tracks/Track 1/Data Channels/Data Channel 1/ - Ratio Const. 4	0.0
Series 8 Recording/Tracks/Track 1/Data Channels/Data Channel 1/ - Ratio Const. 5	1.0
Series 8 Recording/Tracks/Track 1/Data Channels/Data Channel 1/ - Ratio Const. 6	0.0
Series 8 Recording/Tracks/Track 1/Data Channels/Data Channel 1/ - Ratio First Images 1	-1
Series 8 Recording/Tracks/Track 1/Data Channels/Data Channel 1/ - Ratio First Images 2	-1
Series 8 Recording/Tracks/Track 1/Data Channels/Data Channel 1/ - Ratio Track 1	0
Series 8 Recording/Tracks/Track 1/Data Channels/Data Channel 1/ - Ratio Track 2	0
Series 8 Recording/Tracks/Track 1/Data Channels/Data Channel 1/ - Ratio Type	0
Series 8 Recording/Tracks/Track 1/Data Channels/Data Channel 1/ - Sample Type	1
Series 8 Recording/Tracks/Track 1/Data Channels/Data Channel 1/ - Spectrum	-1.0000 -1.0000 -1.0000 -1.0000 -1.0000 -1.0000 -1.0000 -1.0000 -1.0000 -1.0000 -1.0000 -1.0000 -1.0000 -1.0000 -1.0000 -1.0000 -1.0000 -1.0000 -1.0000 -1.0000 -1.0000 -1.0000 -1.0000 -1.0000 -1.0000 -1.0000 -1.0000 -1.0000 -1.0000 -1.0000 -1.0000 -1.0000 1.0000 0.0000
Series 8 Recording/Tracks/Track 1/Data Channels/Data Channel 1/ - null	0
Series 8 Recording/Tracks/Track 1/Detection Channels/ - null	575.0
Series 8 Recording/Tracks/Track 1/Detection Channels/Detection Channel 10/ - Acquire	-1
Series 8 Recording/Tracks/Track 1/Detection Channels/Detection Channel 10/ - Amplifier Gain	1.0
Series 8 Recording/Tracks/Track 1/Detection Channels/Detection Channel 10/ - Amplifier Gain B/C 1	1.0
Series 8 Recording/Tracks/Track 1/Detection Channels/Detection Channel 10/ - Amplifier Gain B/C 2	1.0
Series 8 Recording/Tracks/Track 1/Detection Channels/Detection Channel 10/ - Amplifier Offset	0.1
Series 8 Recording/Tracks/Track 1/Detection Channels/Detection Channel 10/ - Amplifier Offset B/C 1	0.1
Series 8 Recording/Tracks/Track 1/Detection Channels/Detection Channel 10/ - Amplifier Offset B/C 2	0.1
Series 8 Recording/Tracks/Track 1/Detection Channels/Detection Channel 10/ - Detection Channel Name	ChSp
Series 8 Recording/Tracks/Track 1/Detection Channels/Detection Channel 10/ - Detector Gain	636.0703812316716
Series 8 Recording/Tracks/Track 1/Detection Channels/Detection Channel 10/ - Detector Gain B/C 1	0.0
Series 8 Recording/Tracks/Track 1/Detection Channels/Detection Channel 10/ - Detector Gain B/C 2	0.0
Series 8 Recording/Tracks/Track 1/Detection Channels/Detection Channel 10/ - Detector Name	PmtSPI1`
Series 8 Recording/Tracks/Track 1/Detection Channels/Detection Channel 10/ - Integrator Name	0
Series 8 Recording/Tracks/Track 1/Detection Channels/Detection Channel 10/ - Pinhole Diameter	444.0
Series 8 Recording/Tracks/Track 1/Detection Channels/Detection Channel 10/ - Pinhole Name	PH1
Series 8 Recording/Tracks/Track 1/Detection Channels/Detection Channel 10/ - SPI Wavelength End	753.73
Series 8 Recording/Tracks/Track 1/Detection Channels/Detection Channel 10/ - SPI Wavelength Start	411.33
Series 8 Recording/Tracks/Track 1/Detection Channels/Detection Channel 10/ - Spectral Scan Channels	32
Series 8 Recording/Tracks/Track 1/Detection Channels/Detection Channel 10/ - null	575.0
Series 8 Recording/Tracks/Track 1/Detection Channels/Detection Channel 11/ - Acquire	0
Series 8 Recording/Tracks/Track 1/Detection Channels/Detection Channel 11/ - Amplifier Gain	1.0
Series 8 Recording/Tracks/Track 1/Detection Channels/Detection Channel 11/ - Amplifier Gain B/C 1	1.0
Series 8 Recording/Tracks/Track 1/Detection Channels/Detection Channel 11/ - Amplifier Gain B/C 2	1.0
Series 8 Recording/Tracks/Track 1/Detection Channels/Detection Channel 11/ - Amplifier Offset	0.1
Series 8 Recording/Tracks/Track 1/Detection Channels/Detection Channel 11/ - Amplifier Offset B/C 1	0.1
Series 8 Recording/Tracks/Track 1/Detection Channels/Detection Channel 11/ - Amplifier Offset B/C 2	0.1
Series 8 Recording/Tracks/Track 1/Detection Channels/Detection Channel 11/ - Detection Channel Name	Ch2

Series 8 Recording/Tracks/Track 1/Detection Channels/Detection Channel 11/ - Detector Gain	612.7450980392157
Series 8 Recording/Tracks/Track 1/Detection Channels/Detection Channel 11/ - Detector Gain B/C 1	0.0
Series 8 Recording/Tracks/Track 1/Detection Channels/Detection Channel 11/ - Detector Gain B/C 2	0.0
Series 8 Recording/Tracks/Track 1/Detection Channels/Detection Channel 11/ - Detector Name	Pmt2`
Series 8 Recording/Tracks/Track 1/Detection Channels/Detection Channel 11/ - Filter Name	BP 420-480
Series 8 Recording/Tracks/Track 1/Detection Channels/Detection Channel 11/ - Filter Set Name	EF2p
Series 8 Recording/Tracks/Track 1/Detection Channels/Detection Channel 11/ - Integrator Name	`
Series 8 Recording/Tracks/Track 1/Detection Channels/Detection Channel 11/ - Pinhole Diameter	61.0
Series 8 Recording/Tracks/Track 1/Detection Channels/Detection Channel 11/ - Pinhole Name	PH2

Series 8 Recording/Tracks/Track 1/Detection Channels/Detection Channel 11/ - SPI Wavelength End	735.0
Series 8 Recording/Tracks/Track 1/Detection Channels/Detection Channel 11/ - SPI Wavelength Start	415.0
Series 8 Recording/Tracks/Track 1/Detection Channels/Detection Channel 11/ - Spectral Scan Channels	32
Series 8 Recording/Tracks/Track 1/Detection Channels/Detection Channel 11/ - null	575.0
Series 8 Recording/Tracks/Track 1/Detection Channels/Detection Channel 12/ - Acquire	0
Series 8 Recording/Tracks/Track 1/Detection Channels/Detection Channel 12/ - Amplifier Gain	1.0
Series 8 Recording/Tracks/Track 1/Detection Channels/Detection Channel 12/ - Amplifier Gain B/C 1	1.0
Series 8 Recording/Tracks/Track 1/Detection Channels/Detection Channel 12/ - Amplifier Gain B/C 2	1.0
Series 8 Recording/Tracks/Track 1/Detection Channels/Detection Channel 12/ - Amplifier Offset	0.1
Series 8 Recording/Tracks/Track 1/Detection Channels/Detection Channel 12/ - Amplifier Offset B/C 1	0.1
Series 8 Recording/Tracks/Track 1/Detection Channels/Detection Channel 12/ - Amplifier Offset B/C 2	0.1
Series 8 Recording/Tracks/Track 1/Detection Channels/Detection Channel 12/ - Detection Channel Name	Ch3
Series 8 Recording/Tracks/Track 1/Detection Channels/Detection Channel 12/ - Detector Gain	750.0
Series 8 Recording/Tracks/Track 1/Detection Channels/Detection Channel 12/ - Detector Gain B/C 1	0.0
Series 8 Recording/Tracks/Track 1/Detection Channels/Detection Channel 12/ - Detector Gain B/C 2	0.0
Series 8 Recording/Tracks/Track 1/Detection Channels/Detection Channel 12/ - Detector Name	Pmt3
Series 8 Recording/Tracks/Track 1/Detection Channels/Detection Channel 12/ - Filter Name	BP 505-530
Series 8 Recording/Tracks/Track 1/Detection Channels/Detection Channel 12/ - Filter Set Name	EF3
Series 8 Recording/Tracks/Track 1/Detection Channels/Detection Channel 12/ - Pinhole Diameter	70.0
Series 8 Recording/Tracks/Track 1/Detection Channels/Detection Channel 12/ - Pinhole Name	PH3p
Series 8 Recording/Tracks/Track 1/Detection Channels/Detection Channel 12/ - SPI Wavelength End	735.0
Series 8 Recording/Tracks/Track 1/Detection Channels/Detection Channel 12/ - SPI Wavelength Start	415.0
Series 8 Recording/Tracks/Track 1/Detection Channels/Detection Channel 12/ - Spectral Scan Channels	32
Series 8 Recording/Tracks/Track 1/Detection Channels/Detection Channel 12/ - null	575.0
Series 8 Recording/Tracks/Track 1/Detection Channels/Detection Channel 13/ - Acquire	0
Series 8 Recording/Tracks/Track 1/Detection Channels/Detection Channel 13/ - Amplifier Gain	1.0
Series 8 Recording/Tracks/Track 1/Detection Channels/Detection Channel 13/ - Amplifier Gain B/C 1	1.0
Series 8 Recording/Tracks/Track 1/Detection Channels/Detection Channel 13/ - Amplifier Gain B/C 2	1.0
Series 8 Recording/Tracks/Track 1/Detection Channels/Detection Channel 13/ - Amplifier Offset	0.1
Series 8 Recording/Tracks/Track 1/Detection Channels/Detection Channel 13/ - Amplifier Offset B/C 1	0.1
Series 8 Recording/Tracks/Track 1/Detection Channels/Detection Channel 13/ - Amplifier Offset B/C 2	0.1
Series 8 Recording/Tracks/Track 1/Detection Channels/Detection Channel 13/ - Detection Channel Name	ChD
Series 8 Recording/Tracks/Track 1/Detection Channels/Detection Channel 13/ - Detector Gain	78.43137254901961
Series 8 Recording/Tracks/Track 1/Detection Channels/Detection Channel 13/ - Detector Gain B/C 1	0.0
Series 8 Recording/Tracks/Track 1/Detection Channels/Detection Channel 13/ - Detector Gain B/C 2	0.0
Series 8 Recording/Tracks/Track 1/Detection Channels/Detection Channel 13/ - Detector Name	PmtD
Series 8 Recording/Tracks/Track 1/Detection Channels/Detection Channel 13/ - Dye Folder	0
Series 8 Recording/Tracks/Track 1/Detection Channels/Detection Channel 13/ - Integrator Name	IntegratorD
Series 8 Recording/Tracks/Track 1/Detection Channels/Detection Channel 13/ - Pinhole Diameter	0.0
Series 8 Recording/Tracks/Track 1/Detection Channels/Detection Channel 13/ - SPI Wavelength End	735.0
Series 8 Recording/Tracks/Track 1/Detection Channels/Detection Channel 13/ - SPI Wavelength Start	415.0
Series 8 Recording/Tracks/Track 1/Detection Channels/Detection Channel 13/ - Spectral Scan Channels	32
Series 8 Recording/Tracks/Track 1/Detection Channels/Detection Channel 13/ - null	575.0
Series 8 Recording/Tracks/Track 1/Detection Channels/Detection Channel 2/ - Acquire	0
Series 8 Recording/Tracks/Track 1/Detection Channels/Detection Channel 2/ - Amplifier Gain	1.0
Series 8 Recording/Tracks/Track 1/Detection Channels/Detection Channel 2/ - Amplifier Gain B/C 1	1.0
Series 8 Recording/Tracks/Track 1/Detection Channels/Detection Channel 2/ - Amplifier Gain B/C 2	1.0
Series 8 Recording/Tracks/Track 1/Detection Channels/Detection Channel 2/ - Amplifier Offset	0.1
Series 8 Recording/Tracks/Track 1/Detection Channels/Detection Channel 2/ - Amplifier Offset B/C 1	0.1
Series 8 Recording/Tracks/Track 1/Detection Channels/Detection Channel 2/ - Amplifier Offset B/C 2	0.1
Series 8 Recording/Tracks/Track 1/Detection Channels/Detection Channel 2/ - Detection Channel Name	ChS1
Series 8 Recording/Tracks/Track 1/Detection Channels/Detection Channel 2/ - Detector Gain	636.0703812316716
Series 8 Recording/Tracks/Track 1/Detection Channels/Detection Channel 2/ - Detector Gain B/C 1	0.0
Series 8 Recording/Tracks/Track 1/Detection Channels/Detection Channel 2/ - Detector Gain B/C 2	0.0
Series 8 Recording/Tracks/Track 1/Detection Channels/Detection Channel 2/ - Detector Name	PmtSPI1
Series 8 Recording/Tracks/Track 1/Detection Channels/Detection Channel 2/ - Integrator Name	IntegratorSPI
Series 8 Recording/Tracks/Track 1/Detection Channels/Detection Channel 2/ - Pinhole Diameter	444.0
Series 8 Recording/Tracks/Track 1/Detection Channels/Detection Channel 2/ - Pinhole Name	PH1
Series 8 Recording/Tracks/Track 1/Detection Channels/Detection Channel 2/ - SPI Wavelength End	753.73
Series 8 Recording/Tracks/Track 1/Detection Channels/Detection Channel 2/ - SPI Wavelength Start	411.33
Series 8 Recording/Tracks/Track 1/Detection Channels/Detection Channel 2/ - Spectral Scan Channels	32
Series 8 Recording/Tracks/Track 1/Detection Channels/Detection Channel 2/ - null	575.0
Series 8 Recording/Tracks/Track 1/Detection Channels/Detection Channel 3/ - Acquire	0
Series 8 Recording/Tracks/Track 1/Detection Channels/Detection Channel 3/ - Amplifier Gain	1.0
Series 8 Recording/Tracks/Track 1/Detection Channels/Detection Channel 3/ - Amplifier Gain B/C 1	1.0
Series 8 Recording/Tracks/Track 1/Detection Channels/Detection Channel 3/ - Amplifier Gain B/C 2	1.0
Series 8 Recording/Tracks/Track 1/Detection Channels/Detection Channel 3/ - Amplifier Offset	0.1
Series 8 Recording/Tracks/Track 1/Detection Channels/Detection Channel 3/ - Amplifier Offset B/C 1	0.1
Series 8 Recording/Tracks/Track 1/Detection Channels/Detection Channel 3/ - Amplifier Offset B/C 2	0.1
Series 8 Recording/Tracks/Track 1/Detection Channels/Detection Channel 3/ - Detection Channel Name	ChS2
Series 8 Recording/Tracks/Track 1/Detection Channels/Detection Channel 3/ - Detector Gain	636.0703812316716
Series 8 Recording/Tracks/Track 1/Detection Channels/Detection Channel 3/ - Detector Gain B/C 1	0.0
Series 8 Recording/Tracks/Track 1/Detection Channels/Detection Channel 3/ - Detector Gain B/C 2	0.0
Series 8 Recording/Tracks/Track 1/Detection Channels/Detection Channel 3/ - Detector Name	PmtSPI1
Series 8 Recording/Tracks/Track 1/Detection Channels/Detection Channel 3/ - Dye Name	0
Series 8 Recording/Tracks/Track 1/Detection Channels/Detection Channel 3/ - Integrator Name	IntegratorSPI
Series 8 Recording/Tracks/Track 1/Detection Channels/Detection Channel 3/ - Pinhole Diameter	444.0
Series 8 Recording/Tracks/Track 1/Detection Channels/Detection Channel 3/ - Pinhole Name	PH1
Series 8 Recording/Tracks/Track 1/Detection Channels/Detection Channel 3/ - SPI Wavelength End	753.73
Series 8 Recording/Tracks/Track 1/Detection Channels/Detection Channel 3/ - SPI Wavelength Start	411.33
Series 8 Recording/Tracks/Track 1/Detection Channels/Detection Channel 3/ - Spectral Scan Channels	32
Series 8 Recording/Tracks/Track 1/Detection Channels/Detection Channel 3/ - null	575.0
Series 8 Recording/Tracks/Track 1/Detection Channels/Detection Channel 4/ - Acquire	0
Series 8 Recording/Tracks/Track 1/Detection Channels/Detection Channel 4/ - Amplifier Gain	1.0
Series 8 Recording/Tracks/Track 1/Detection Channels/Detection Channel 4/ - Amplifier Gain B/C 1	1.0
Series 8 Recording/Tracks/Track 1/Detection Channels/Detection Channel 4/ - Amplifier Gain B/C 2	1.0
Series 8 Recording/Tracks/Track 1/Detection Channels/Detection Channel 4/ - Amplifier Offset	0.1
Series 8 Recording/Tracks/Track 1/Detection Channels/Detection Channel 4/ - Amplifier Offset B/C 1	0.1
Series 8 Recording/Tracks/Track 1/Detection Channels/Detection Channel 4/ - Amplifier Offset B/C 2	0.1
Series 8 Recording/Tracks/Track 1/Detection Channels/Detection Channel 4/ - Detection Channel Name	ChS3
Series 8 Recording/Tracks/Track 1/Detection Channels/Detection Channel 4/ - Detector Gain	636.0703812316716
Series 8 Recording/Tracks/Track 1/Detection Channels/Detection Channel 4/ - Detector Gain B/C 1	0.0
Series 8 Recording/Tracks/Track 1/Detection Channels/Detection Channel 4/ - Detector Gain B/C 2	0.0
Series 8 Recording/Tracks/Track 1/Detection Channels/Detection Channel 4/ - Detector Name	PmtSPI1
Series 8 Recording/Tracks/Track 1/Detection Channels/Detection Channel 4/ - Dye Folder	0
Series 8 Recording/Tracks/Track 1/Detection Channels/Detection Channel 4/ - Dye Name	0
Series 8 Recording/Tracks/Track 1/Detection Channels/Detection Channel 4/ - Integrator Name	IntegratorSPI
Series 8 Recording/Tracks/Track 1/Detection Channels/Detection Channel 4/ - Pinhole Diameter	444.0
Series 8 Recording/Tracks/Track 1/Detection Channels/Detection Channel 4/ - Pinhole Name	PH1
Series 8 Recording/Tracks/Track 1/Detection Channels/Detection Channel 4/ - SPI Wavelength End	753.73
Series 8 Recording/Tracks/Track 1/Detection Channels/Detection Channel 4/ - SPI Wavelength Start	411.33
Series 8 Recording/Tracks/Track 1/Detection Channels/Detection Channel 4/ - Spectral Scan Channels	32
Series 8 Recording/Tracks/Track 1/Detection Channels/Detection Channel 4/ - null	575.0
Series 8 Recording/Tracks/Track 1/Detection Channels/Detection Channel 5/ - Acquire	0
Series 8 Recording/Tracks/Track 1/Detection Channels/Detection Channel 5/ - Amplifier Gain	1.0
Series 8 Recording/Tracks/Track 1/Detection Channels/Detection Channel 5/ - Amplifier Gain B/C 1	1.0
Series 8 Recording/Tracks/Track 1/Detection Channels/Detection Channel 5/ - Amplifier Gain B/C 2	1.0
Series 8 Recording/Tracks/Track 1/Detection Channels/Detection Channel 5/ - Amplifier Offset	0.1
Series 8 Recording/Tracks/Track 1/Detection Channels/Detection Channel 5/ - Amplifier Offset B/C 1	0.1
Series 8 Recording/Tracks/Track 1/Detection Channels/Detection Channel 5/ - Amplifier Offset B/C 2	0.1
Series 8 Recording/Tracks/Track 1/Detection Channels/Detection Channel 5/ - Detection Channel Name	ChS4
Series 8 Recording/Tracks/Track 1/Detection Channels/Detection Channel 5/ - Detector Gain	636.0703812316716
Series 8 Recording/Tracks/Track 1/Detection Channels/Detection Channel 5/ - Detector Gain B/C 1	0.0
Series 8 Recording/Tracks/Track 1/Detection Channels/Detection Channel 5/ - Detector Gain B/C 2	0.0
Series 8 Recording/Tracks/Track 1/Detection Channels/Detection Channel 5/ - Detector Name	PmtSPI1
Series 8 Recording/Tracks/Track 1/Detection Channels/Detection Channel 5/ - Dye Name	@
Series 8 Recording/Tracks/Track 1/Detection Channels/Detection Channel 5/ - Integrator Name	IntegratorSPI
Series 8 Recording/Tracks/Track 1/Detection Channels/Detection Channel 5/ - Pinhole Diameter	444.0
Series 8 Recording/Tracks/Track 1/Detection Channels/Detection Channel 5/ - Pinhole Name	PH1
Series 8 Recording/Tracks/Track 1/Detection Channels/Detection Channel 5/ - SPI Wavelength End	753.73
Series 8 Recording/Tracks/Track 1/Detection Channels/Detection Channel 5/ - SPI Wavelength Start	411.33
Series 8 Recording/Tracks/Track 1/Detection Channels/Detection Channel 5/ - Spectral Scan Channels	32
Series 8 Recording/Tracks/Track 1/Detection Channels/Detection Channel 5/ - null	575.0
Series 8 Recording/Tracks/Track 1/Detection Channels/Detection Channel 6/ - Acquire	0
Series 8 Recording/Tracks/Track 1/Detection Channels/Detection Channel 6/ - Amplifier Gain	1.0
Series 8 Recording/Tracks/Track 1/Detection Channels/Detection Channel 6/ - Amplifier Gain B/C 1	1.0
Series 8 Recording/Tracks/Track 1/Detection Channels/Detection Channel 6/ - Amplifier Gain B/C 2	1.0
Series 8 Recording/Tracks/Track 1/Detection Channels/Detection Channel 6/ - Amplifier Offset	0.1
Series 8 Recording/Tracks/Track 1/Detection Channels/Detection Channel 6/ - Amplifier Offset B/C 1	0.1
Series 8 Recording/Tracks/Track 1/Detection Channels/Detection Channel 6/ - Amplifier Offset B/C 2	0.1
Series 8 Recording/Tracks/Track 1/Detection Channels/Detection Channel 6/ - Detection Channel Name	ChS5
Series 8 Recording/Tracks/Track 1/Detection Channels/Detection Channel 6/ - Detector Gain	636.0703812316716
Series 8 Recording/Tracks/Track 1/Detection Channels/Detection Channel 6/ - Detector Gain B/C 1	0.0
Series 8 Recording/Tracks/Track 1/Detection Channels/Detection Channel 6/ - Detector Gain B/C 2	0.0
Series 8 Recording/Tracks/Track 1/Detection Channels/Detection Channel 6/ - Detector Name	PmtSPI18
Series 8 Recording/Tracks/Track 1/Detection Channels/Detection Channel 6/ - Dye Folder	`
Series 8 Recording/Tracks/Track 1/Detection Channels/Detection Channel 6/ - Dye Name	`
Series 8 Recording/Tracks/Track 1/Detection Channels/Detection Channel 6/ - Integrator Name	IntegratorSPI
Series 8 Recording/Tracks/Track 1/Detection Channels/Detection Channel 6/ - Pinhole Diameter	444.0
Series 8 Recording/Tracks/Track 1/Detection Channels/Detection Channel 6/ - Pinhole Name	PH1
Series 8 Recording/Tracks/Track 1/Detection Channels/Detection Channel 6/ - SPI Wavelength End	753.73
Series 8 Recording/Tracks/Track 1/Detection Channels/Detection Channel 6/ - SPI Wavelength Start	411.33
Series 8 Recording/Tracks/Track 1/Detection Channels/Detection Channel 6/ - Spectral Scan Channels	32
Series 8 Recording/Tracks/Track 1/Detection Channels/Detection Channel 6/ - null	575.0
Series 8 Recording/Tracks/Track 1/Detection Channels/Detection Channel 7/ - Acquire	0
Series 8 Recording/Tracks/Track 1/Detection Channels/Detection Channel 7/ - Amplifier Gain	1.0
Series 8 Recording/Tracks/Track 1/Detection Channels/Detection Channel 7/ - Amplifier Gain B/C 1	1.0
Series 8 Recording/Tracks/Track 1/Detection Channels/Detection Channel 7/ - Amplifier Gain B/C 2	1.0
Series 8 Recording/Tracks/Track 1/Detection Channels/Detection Channel 7/ - Amplifier Offset	0.1
Series 8 Recording/Tracks/Track 1/Detection Channels/Detection Channel 7/ - Amplifier Offset B/C 1	0.1
Series 8 Recording/Tracks/Track 1/Detection Channels/Detection Channel 7/ - Amplifier Offset B/C 2	0.1
Series 8 Recording/Tracks/Track 1/Detection Channels/Detection Channel 7/ - Detection Channel Name	ChS6
Series 8 Recording/Tracks/Track 1/Detection Channels/Detection Channel 7/ - Detector Gain	636.0703812316716
Series 8 Recording/Tracks/Track 1/Detection Channels/Detection Channel 7/ - Detector Gain B/C 1	0.0
Series 8 Recording/Tracks/Track 1/Detection Channels/Detection Channel 7/ - Detector Gain B/C 2	0.0
Series 8 Recording/Tracks/Track 1/Detection Channels/Detection Channel 7/ - Detector Name	PmtSPI1
Series 8 Recording/Tracks/Track 1/Detection Channels/Detection Channel 7/ - Dye Name	p
Series 8 Recording/Tracks/Track 1/Detection Channels/Detection Channel 7/ - Integrator Name	IntegratorSPI
Series 8 Recording/Tracks/Track 1/Detection Channels/Detection Channel 7/ - Pinhole Diameter	444.0
Series 8 Recording/Tracks/Track 1/Detection Channels/Detection Channel 7/ - Pinhole Name	PH1
Series 8 Recording/Tracks/Track 1/Detection Channels/Detection Channel 7/ - SPI Wavelength End	753.73
Series 8 Recording/Tracks/Track 1/Detection Channels/Detection Channel 7/ - SPI Wavelength Start	411.33
Series 8 Recording/Tracks/Track 1/Detection Channels/Detection Channel 7/ - Spectral Scan Channels	32
Series 8 Recording/Tracks/Track 1/Detection Channels/Detection Channel 7/ - null	575.0
Series 8 Recording/Tracks/Track 1/Detection Channels/Detection Channel 8/ - Acquire	0
Series 8 Recording/Tracks/Track 1/Detection Channels/Detection Channel 8/ - Amplifier Gain	1.0
Series 8 Recording/Tracks/Track 1/Detection Channels/Detection Channel 8/ - Amplifier Gain B/C 1	1.0
Series 8 Recording/Tracks/Track 1/Detection Channels/Detection Channel 8/ - Amplifier Gain B/C 2	1.0
Series 8 Recording/Tracks/Track 1/Detection Channels/Detection Channel 8/ - Amplifier Offset	0.1
Series 8 Recording/Tracks/Track 1/Detection Channels/Detection Channel 8/ - Amplifier Offset B/C 1	0.1
Series 8 Recording/Tracks/Track 1/Detection Channels/Detection Channel 8/ - Amplifier Offset B/C 2	0.1
Series 8 Recording/Tracks/Track 1/Detection Channels/Detection Channel 8/ - Detection Channel Name	ChS7p
Series 8 Recording/Tracks/Track 1/Detection Channels/Detection Channel 8/ - Detector Gain	636.0703812316716
Series 8 Recording/Tracks/Track 1/Detection Channels/Detection Channel 8/ - Detector Gain B/C 1	0.0
Series 8 Recording/Tracks/Track 1/Detection Channels/Detection Channel 8/ - Detector Gain B/C 2	0.0
Series 8 Recording/Tracks/Track 1/Detection Channels/Detection Channel 8/ - Detector Name	PmtSPI1P
Series 8 Recording/Tracks/Track 1/Detection Channels/Detection Channel 8/ - Integrator Name	IntegratorSPI`
Series 8 Recording/Tracks/Track 1/Detection Channels/Detection Channel 8/ - Pinhole Diameter	444.0
Series 8 Recording/Tracks/Track 1/Detection Channels/Detection Channel 8/ - Pinhole Name	PH1
Series 8 Recording/Tracks/Track 1/Detection Channels/Detection Channel 8/ - SPI Wavelength End	753.73
Series 8 Recording/Tracks/Track 1/Detection Channels/Detection Channel 8/ - SPI Wavelength Start	411.33
Series 8 Recording/Tracks/Track 1/Detection Channels/Detection Channel 8/ - Spectral Scan Channels	32
Series 8 Recording/Tracks/Track 1/Detection Channels/Detection Channel 8/ - null	575.0
Series 8 Recording/Tracks/Track 1/Detection Channels/Detection Channel 9/ - Acquire	0
Series 8 Recording/Tracks/Track 1/Detection Channels/Detection Channel 9/ - Amplifier Gain	1.0
Series 8 Recording/Tracks/Track 1/Detection Channels/Detection Channel 9/ - Amplifier Gain B/C 1	1.0
Series 8 Recording/Tracks/Track 1/Detection Channels/Detection Channel 9/ - Amplifier Gain B/C 2	1.0
Series 8 Recording/Tracks/Track 1/Detection Channels/Detection Channel 9/ - Amplifier Offset	0.1
Series 8 Recording/Tracks/Track 1/Detection Channels/Detection Channel 9/ - Amplifier Offset B/C 1	0.1
Series 8 Recording/Tracks/Track 1/Detection Channels/Detection Channel 9/ - Amplifier Offset B/C 2	0.1
Series 8 Recording/Tracks/Track 1/Detection Channels/Detection Channel 9/ - Detection Channel Name	ChS8
Series 8 Recording/Tracks/Track 1/Detection Channels/Detection Channel 9/ - Detector Gain	636.0703812316716
Series 8 Recording/Tracks/Track 1/Detection Channels/Detection Channel 9/ - Detector Gain B/C 1	0.0
Series 8 Recording/Tracks/Track 1/Detection Channels/Detection Channel 9/ - Detector Gain B/C 2	0.0
Series 8 Recording/Tracks/Track 1/Detection Channels/Detection Channel 9/ - Detector Name	PmtSPI1
Series 8 Recording/Tracks/Track 1/Detection Channels/Detection Channel 9/ - Dye Name	x
Series 8 Recording/Tracks/Track 1/Detection Channels/Detection Channel 9/ - Integrator Name	IntegratorSPI
Series 8 Recording/Tracks/Track 1/Detection Channels/Detection Channel 9/ - Pinhole Diameter	444.0
Series 8 Recording/Tracks/Track 1/Detection Channels/Detection Channel 9/ - Pinhole Name	PH1`
Series 8 Recording/Tracks/Track 1/Detection Channels/Detection Channel 9/ - SPI Wavelength End	753.73
Series 8 Recording/Tracks/Track 1/Detection Channels/Detection Channel 9/ - SPI Wavelength Start	411.33
Series 8 Recording/Tracks/Track 1/Detection Channels/Detection Channel 9/ - Spectral Scan Channels	32
Series 8 Recording/Tracks/Track 1/Detection Channels/Detection Channel 9/ - null	575.0
Series 8 Recording/Tracks/Track 1/Illumination Channels/ - null	0.0
Series 8 Recording/Tracks/Track 1/Illumination Channels/Illumination Channel 1/ - Acquire	0
Series 8 Recording/Tracks/Track 1/Illumination Channels/Illumination Channel 1/ - Name	633
Series 8 Recording/Tracks/Track 1/Illumination Channels/Illumination Channel 1/ - Power	0.1
Series 8 Recording/Tracks/Track 1/Illumination Channels/Illumination Channel 1/ - Power B/C 1	0.1
Series 8 Recording/Tracks/Track 1/Illumination Channels/Illumination Channel 1/ - Power B/C 2	0.1
Series 8 Recording/Tracks/Track 1/Illumination Channels/Illumination Channel 1/ - Wavelength	633.0
Series 8 Recording/Tracks/Track 1/Illumination Channels/Illumination Channel 1/ - null	FW1
Series 8 Recording/Tracks/Track 1/Illumination Channels/Illumination Channel 2/ - Acquire	0
Series 8 Recording/Tracks/Track 1/Illumination Channels/Illumination Channel 2/ - Name	4580
Series 8 Recording/Tracks/Track 1/Illumination Channels/Illumination Channel 2/ - Power	0.1
Series 8 Recording/Tracks/Track 1/Illumination Channels/Illumination Channel 2/ - Power B/C 1	0.1
Series 8 Recording/Tracks/Track 1/Illumination Channels/Illumination Channel 2/ - Power B/C 2	0.1
Series 8 Recording/Tracks/Track 1/Illumination Channels/Illumination Channel 2/ - Wavelength	458.0
Series 8 Recording/Tracks/Track 1/Illumination Channels/Illumination Channel 2/ - null	0.1
Series 8 Recording/Tracks/Track 1/Illumination Channels/Illumination Channel 3/ - Acquire	0
Series 8 Recording/Tracks/Track 1/Illumination Channels/Illumination Channel 3/ - Name	488
Series 8 Recording/Tracks/Track 1/Illumination Channels/Illumination Channel 3/ - Power	0.1
Series 8 Recording/Tracks/Track 1/Illumination Channels/Illumination Channel 3/ - Power B/C 1	0.1
Series 8 Recording/Tracks/Track 1/Illumination Channels/Illumination Channel 3/ - Power B/C 2	0.1
Series 8 Recording/Tracks/Track 1/Illumination Channels/Illumination Channel 3/ - Wavelength	488.0
Series 8 Recording/Tracks/Track 1/Illumination Channels/Illumination Channel 3/ - null	0.1
Series 8 Recording/Tracks/Track 1/Illumination Channels/Illumination Channel 4/ - Acquire	0
Series 8 Recording/Tracks/Track 1/Illumination Channels/Illumination Channel 4/ - Name	514P
Series 8 Recording/Tracks/Track 1/Illumination Channels/Illumination Channel 4/ - Power	0.1
Series 8 Recording/Tracks/Track 1/Illumination Channels/Illumination Channel 4/ - Power B/C 1	0.1
Series 8 Recording/Tracks/Track 1/Illumination Channels/Illumination Channel 4/ - Power B/C 2	0.1
Series 8 Recording/Tracks/Track 1/Illumination Channels/Illumination Channel 4/ - Wavelength	514.0
Series 8 Recording/Tracks/Track 1/Illumination Channels/Illumination Channel 4/ - null	0.1
Series 8 Recording/Tracks/Track 1/Illumination Channels/Illumination Channel 5/ - Acquire	0
Series 8 Recording/Tracks/Track 1/Illumination Channels/Illumination Channel 5/ - Name	543
Series 8 Recording/Tracks/Track 1/Illumination Channels/Illumination Channel 5/ - Power	0.1
Series 8 Recording/Tracks/Track 1/Illumination Channels/Illumination Channel 5/ - Power B/C 1	0.1
Series 8 Recording/Tracks/Track 1/Illumination Channels/Illumination Channel 5/ - Power B/C 2	0.1
Series 8 Recording/Tracks/Track 1/Illumination Channels/Illumination Channel 5/ - Wavelength	543.0
Series 8 Recording/Tracks/Track 1/Illumination Channels/Illumination Channel 5/ - null	0.1
Series 8 Recording/Tracks/Track 1/Illumination Channels/Illumination Channel 6/ - Acquire	0
Series 8 Recording/Tracks/Track 1/Illumination Channels/Illumination Channel 6/ - Name	405@
Series 8 Recording/Tracks/Track 1/Illumination Channels/Illumination Channel 6/ - Power	0.1
Series 8 Recording/Tracks/Track 1/Illumination Channels/Illumination Channel 6/ - Power B/C 1	0.1
Series 8 Recording/Tracks/Track 1/Illumination Channels/Illumination Channel 6/ - Power B/C 2	0.1
Series 8 Recording/Tracks/Track 1/Illumination Channels/Illumination Channel 6/ - Wavelength	405.0
Series 8 Recording/Tracks/Track 1/Illumination Channels/Illumination Channel 6/ - null	0.1
Series 8 Recording/Tracks/Track 1/Illumination Channels/Illumination Channel 7/ - Acquire	0
Series 8 Recording/Tracks/Track 1/Illumination Channels/Illumination Channel 7/ - Name	HAL
Series 8 Recording/Tracks/Track 1/Illumination Channels/Illumination Channel 7/ - Power	0.0
Series 8 Recording/Tracks/Track 1/Illumination Channels/Illumination Channel 7/ - Power B/C 1	0.0
Series 8 Recording/Tracks/Track 1/Illumination Channels/Illumination Channel 7/ - Power B/C 2	0.0
Series 8 Recording/Tracks/Track 1/Illumination Channels/Illumination Channel 7/ - Wavelength	0.0
Series 8 Recording/Tracks/Track 1/Illumination Channels/Illumination Channel 7/ - null	0.1
Series 8 ScanType	x-y-z scan
Series 8 SpectralScan	no spectral scan
Series 8 StructureSize	512
Series 8 ThumbnailX	128
Series 8 ThumbnailY	128
Series 8 TimeInterval	1.0
Series 8 ToolbarFlags	0
Series 8 VoxelSizeX	1.7995371783466279
Series 8 VoxelSizeY	1.7995371783466279
Series 8 VoxelSizeZ	1.0
Series 9 - null	NoneJ
Series 9 ChannelName0	ChS1-T1
Series 9 DataType	8 bit unsigned integer
Series 9 DataType2	original scan data
Series 9 DimensionChannels	3
Series 9 DimensionX	512
Series 9 DimensionY	512
Series 9 DimensionZ	1
Series 9 DisplayAspectTime	1.0
Series 9 DisplayAspectX	1.0
Series 9 DisplayAspectY	1.0
Series 9 DisplayAspectZ	1.0
Series 9 MagicNumber	67127628
Series 9 OriginX	0.0
Series 9 OriginY	0.0
Series 9 OriginZ	0.0
Series 9 Recording/ - Camera Binning	0
Series 9 Recording/ - Camera Frame Height	2
Series 9 Recording/ - Camera Frame Width	4
Series 9 Recording/ - Camera Offset X	0.0
Series 9 Recording/ - Camera Offset Y	0.0
Series 9 Recording/ - Camera Supersampling	0
Series 9 Recording/ - Images Height	512
Series 9 Recording/ - Images Width	512
Series 9 Recording/ - Interpolation Y	1
Series 9 Recording/ - Line Spacing	1.7995371783466279
Series 9 Recording/ - Lines Per Plane	512
Series 9 Recording/ - Linescan XY Size	512
Series 9 Recording/ - Name	FCbASwt6
Series 9 Recording/ - Number of Channels	3
Series 9 Recording/ - Number of Planes	1
Series 9 Recording/ - Number of Stacks	1
Series 9 Recording/ - Objective	Plan-Neofluar 10x/0.3
Series 9 Recording/ - Original Scan Data	0
Series 9 Recording/ - Plane Height	921.3630353134735
Series 9 Recording/ - Plane Spacing	1.0
Series 9 Recording/ - Plane Width	921.3630353134735
Series 9 Recording/ - Planes Per Volume	1
Series 9 Recording/ - Position B/C Contrast 1	15662.849999999993
Series 9 Recording/ - Position B/C Contrast 2	15662.849999999993
Series 9 Recording/ - Precession	0.0
Series 9 Recording/ - Rotation	0.0
Series 9 Recording/ - Sample 0Time	40007.619410266205
Series 9 Recording/ - Sample 0X	0.0
Series 9 Recording/ - Sample 0Y	0.0
Series 9 Recording/ - Sample 0Z	0.0
Series 9 Recording/ - Sample Spacing	1.7995371783466279
Series 9 Recording/ - Samples Per Line	512
Series 9 Recording/ - Scan Direction	0
Series 9 Recording/ - Scan Mode	Plane
Series 9 Recording/ - Scan Type	unused
Series 9 Recording/ - Special Scan Mode	NoSpecialMode
Series 9 Recording/ - Start Scan Event	0
Series 9 Recording/ - Start Scan Time	0.0
Series 9 Recording/ - Start Scan Trigger In	None
Series 9 Recording/ - Start Scan Trigger Out	None
Series 9 Recording/ - Stop Scan Event	0
Series 9 Recording/ - Stop Scan Time	0.0
Series 9 Recording/ - Stop Scan Trigger In	None
Series 9 Recording/ - Stop Scan Trigger Out	None
Series 9 Recording/ - Time Series	0
Series 9 Recording/ - Use B/C Correction	0
Series 9 Recording/ - Use ROIs	0
Series 9 Recording/ - Use Reduced Memory ROIs	0
Series 9 Recording/ - User	ametz
Series 9 Recording/ - Volume Depth	0.0
Series 9 Recording/ - Zoom X	1.0
Series 9 Recording/ - Zoom Y	1.0
Series 9 Recording/ - Zoom Z	1.0
Series 9 Recording/ - null	NoneJ
Series 9 Recording/Lasers/ - null	5.0
Series 9 Recording/Lasers/Laser 1/ - Acquire	-1
Series 9 Recording/Lasers/Laser 1/ - Name	Laser Diode 405n
Series 9 Recording/Lasers/Laser 1/ - Power	25.0
Series 9 Recording/Lasers/Laser 1/ - null	0.0
Series 9 Recording/Lasers/Laser 2/ - Acquire	-1
Series 9 Recording/Lasers/Laser 2/ - Name	Argon/22
Series 9 Recording/Lasers/Laser 2/ - Power	7.5
Series 9 Recording/Lasers/Laser 2/ - null	25.0
Series 9 Recording/Lasers/Laser 3/ - Acquire	-1
Series 9 Recording/Lasers/Laser 3/ - Name	HeNe1x
Series 9 Recording/Lasers/Laser 3/ - Power	1.0
Series 9 Recording/Lasers/Laser 3/ - null	7.5
Series 9 Recording/Lasers/Laser 4/ - Acquire	-1
Series 9 Recording/Lasers/Laser 4/ - Name	HeNe2
Series 9 Recording/Lasers/Laser 4/ - Power	5.0
Series 9 Recording/Lasers/Laser 4/ - null	1.0
Series 9 Recording/Markers/ - null	NoneJ
Series 9 Recording/Markers/Marker 1/ - Name	Marker1#
Series 9 Recording/Markers/Marker 1/ - Trigger In	None#
Series 9 Recording/Markers/Marker 1/ - Trigger Out	None
Series 9 Recording/Markers/Marker 1/ - null	0
Series 9 Recording/Markers/Marker 2/ - Description	C
Series 9 Recording/Markers/Marker 2/ - Name	Marker2
Series 9 Recording/Markers/Marker 2/ - Trigger In	None@
Series 9 Recording/Markers/Marker 2/ - Trigger Out	NoneP
Series 9 Recording/Markers/Marker 2/ - null	None
Series 9 Recording/Markers/Marker 3/ - Description	T
Series 9 Recording/Markers/Marker 3/ - Name	Marker3K
Series 9 Recording/Markers/Marker 3/ - Trigger In	NoneE
Series 9 Recording/Markers/Marker 3/ - Trigger Out	None
Series 9 Recording/Markers/Marker 3/ - null	NoneP
Series 9 Recording/Markers/Marker 4/ - Description	?
Series 9 Recording/Markers/Marker 4/ - Name	Marker4w
Series 9 Recording/Markers/Marker 4/ - Trigger In	Nonek
Series 9 Recording/Markers/Marker 4/ - Trigger Out	None!
Series 9 Recording/Markers/Marker 4/ - null	None
Series 9 Recording/Markers/Marker 5/ - Description	!
Series 9 Recording/Markers/Marker 5/ - Name	Marker5#
Series 9 Recording/Markers/Marker 5/ - Trigger In	None"
Series 9 Recording/Markers/Marker 5/ - Trigger Out	None"
Series 9 Recording/Markers/Marker 5/ - null	None!
Series 9 Recording/Markers/Marker 6/ - Name	Marker6
Series 9 Recording/Markers/Marker 6/ - Trigger In	NoneA
Series 9 Recording/Markers/Marker 6/ - Trigger Out	NoneR
Series 9 Recording/Markers/Marker 6/ - null	None"
Series 9 Recording/Markers/Marker 7/ - Description	`
Series 9 Recording/Markers/Marker 7/ - Name	Marker7e
Series 9 Recording/Markers/Marker 7/ - Trigger In	NoneE
Series 9 Recording/Markers/Marker 7/ - Trigger Out	NoneJ
Series 9 Recording/Markers/Marker 7/ - null	NoneR
Series 9 Recording/Timers/ - null	0
Series 9 Recording/Timers/Timer 1/ - Interval	1.0
Series 9 Recording/Timers/Timer 1/ - Name	Timer1M
Series 9 Recording/Timers/Timer 1/ - Trigger In	None
Series 9 Recording/Timers/Timer 1/ - Trigger Out	None2
Series 9 Recording/Timers/Timer 1/ - null	0
Series 9 Recording/Timers/Timer 2/ - Interval	0.0
Series 9 Recording/Timers/Timer 2/ - Name	Timer2
Series 9 Recording/Timers/Timer 2/ - Trigger In	None
Series 9 Recording/Timers/Timer 2/ - Trigger Out	None
Series 9 Recording/Timers/Timer 2/ - null	0
Series 9 Recording/Timers/Timer 3/ - Interval	0.0
Series 9 Recording/Timers/Timer 3/ - Name	Timer32
Series 9 Recording/Timers/Timer 3/ - Trigger In	Nonep
Series 9 Recording/Timers/Timer 3/ - Trigger Out	NoneD
Series 9 Recording/Timers/Timer 3/ - null	0
Series 9 Recording/Timers/Timer 4/ - Interval	0.0
Series 9 Recording/Timers/Timer 4/ - Name	Timer4-
Series 9 Recording/Timers/Timer 4/ - Trigger In	None.
Series 9 Recording/Timers/Timer 4/ - Trigger Out	None
Series 9 Recording/Timers/Timer 4/ - null	0
Series 9 Recording/Timers/Timer 5/ - Interval	0.0
Series 9 Recording/Timers/Timer 5/ - Name	Timer5
Series 9 Recording/Timers/Timer 5/ - Trigger In	None*
Series 9 Recording/Timers/Timer 5/ - Trigger Out	None;
Series 9 Recording/Timers/Timer 5/ - null	0
Series 9 Recording/Timers/Timer 6/ - Interval	0.0
Series 9 Recording/Timers/Timer 6/ - Name	Timer6T
Series 9 Recording/Timers/Timer 6/ - Trigger In	NoneI
Series 9 Recording/Timers/Timer 6/ - Trigger Out	NoneA
Series 9 Recording/Timers/Timer 6/ - null	0
Series 9 Recording/Tracks/ - null	0.0
Series 9 Recording/Tracks/Track 1/ - Acquire	0
Series 9 Recording/Tracks/Track 1/ - Bleach After Scan Number	0
Series 9 Recording/Tracks/Track 1/ - Bleach Count	1
Series 9 Recording/Tracks/Track 1/ - Bleach Position Z	0.0
Series 9 Recording/Tracks/Track 1/ - Bleach Scan Number	1
Series 9 Recording/Tracks/Track 1/ - Collimator 1 Name	IR/Vis)
Series 9 Recording/Tracks/Track 1/ - Collimator 1 Position	1
Series 9 Recording/Tracks/Track 1/ - Collimator 2 Name	UV/Vis9
Series 9 Recording/Tracks/Track 1/ - Collimator 2 Position	52
Series 9 Recording/Tracks/Track 1/ - Condensor Aperture	0.0
Series 9 Recording/Tracks/Track 1/ - Condensor Frontlens	0
Series 9 Recording/Tracks/Track 1/ - Condensor Revolver	)
Series 9 Recording/Tracks/Track 1/ - Enable Spot Bleach Pos	0
Series 9 Recording/Tracks/Track 1/ - Field Stop Value	98.27235772357723
Series 9 Recording/Tracks/Track 1/ - ID Condensor Aperture	:
Series 9 Recording/Tracks/Track 1/ - ID Condensor Frontlens	;
Series 9 Recording/Tracks/Track 1/ - ID Condensor Revolver	b
Series 9 Recording/Tracks/Track 1/ - ID Field Stop	LFB1=
Series 9 Recording/Tracks/Track 1/ - ID Transmission 1	1.0
Series 9 Recording/Tracks/Track 1/ - ID Transmission 2	1.0
Series 9 Recording/Tracks/Track 1/ - ID Transmission Filter 1	FWVirtual*
Series 9 Recording/Tracks/Track 1/ - ID Transmission Filter 2	V
Series 9 Recording/Tracks/Track 1/ - Is Bleach Track	0
Series 9 Recording/Tracks/Track 1/ - Is Ratio Track	0
Series 9 Recording/Tracks/Track 1/ - Multiplex Order	4
Series 9 Recording/Tracks/Track 1/ - Multiplex Type	1
Series 9 Recording/Tracks/Track 1/ - Name	Lambda
Series 9 Recording/Tracks/Track 1/ - Pixel Time	12.79999992220837
Series 9 Recording/Tracks/Track 1/ - Repeat Bleach	0
Series 9 Recording/Tracks/Track 1/ - SPI Center Wavelength	582.53
Series 9 Recording/Tracks/Track 1/ - Sampling Method	1
Series 9 Recording/Tracks/Track 1/ - Sampling Mode	1
Series 9 Recording/Tracks/Track 1/ - Sampling Number	4
Series 9 Recording/Tracks/Track 1/ - Spot Bleach Position X	0.0
Series 9 Recording/Tracks/Track 1/ - Spot Bleach Position Y	0.0
Series 9 Recording/Tracks/Track 1/ - Trigger In	None3
Series 9 Recording/Tracks/Track 1/ - Trigger Out	None#
Series 9 Recording/Tracks/Track 1/ - null	0.0
Series 9 Recording/Tracks/Track 1/Beam Splitters/ - null	FW1^
Series 9 Recording/Tracks/Track 1/Beam Splitters/Beam Splitter 1/ - Filter	HFT 405/488/543
Series 9 Recording/Tracks/Track 1/Beam Splitters/Beam Splitter 1/ - Filter Set	HT9
Series 9 Recording/Tracks/Track 1/Beam Splitters/Beam Splitter 1/ - Name	HT'
Series 9 Recording/Tracks/Track 1/Beam Splitters/Beam Splitter 1/ - null	575.0
Series 9 Recording/Tracks/Track 1/Beam Splitters/Beam Splitter 2/ - Filter	None
Series 9 Recording/Tracks/Track 1/Beam Splitters/Beam Splitter 2/ - Filter Set	NT1!
Series 9 Recording/Tracks/Track 1/Beam Splitters/Beam Splitter 2/ - Name	NT1
Series 9 Recording/Tracks/Track 1/Beam Splitters/Beam Splitter 2/ - null	HT'
Series 9 Recording/Tracks/Track 1/Beam Splitters/Beam Splitter 3/ - Filter	NFT 490B
Series 9 Recording/Tracks/Track 1/Beam Splitters/Beam Splitter 3/ - Filter Set	NT2(
Series 9 Recording/Tracks/Track 1/Beam Splitters/Beam Splitter 3/ - Name	NT2$
Series 9 Recording/Tracks/Track 1/Beam Splitters/Beam Splitter 3/ - null	NT1
Series 9 Recording/Tracks/Track 1/Beam Splitters/Beam Splitter 4/ - Filter	NoneD
Series 9 Recording/Tracks/Track 1/Beam Splitters/Beam Splitter 4/ - Filter Set	NT35
Series 9 Recording/Tracks/Track 1/Beam Splitters/Beam Splitter 4/ - Name	NT3L
Series 9 Recording/Tracks/Track 1/Beam Splitters/Beam Splitter 4/ - null	NT2$
Series 9 Recording/Tracks/Track 1/Beam Splitters/Beam Splitter 5/ - Filter	None+
Series 9 Recording/Tracks/Track 1/Beam Splitters/Beam Splitter 5/ - Filter Set	FW1
Series 9 Recording/Tracks/Track 1/Beam Splitters/Beam Splitter 5/ - Name	FW1^
Series 9 Recording/Tracks/Track 1/Beam Splitters/Beam Splitter 5/ - null	NT3L
Series 9 Recording/Tracks/Track 1/Data Channels/ - null	0.0
Series 9 Recording/Tracks/Track 1/Data Channels/Data Channel 1/ - Acquire	-1
Series 9 Recording/Tracks/Track 1/Data Channels/Data Channel 1/ - Bits Per Sample	8
Series 9 Recording/Tracks/Track 1/Data Channels/Data Channel 1/ - Color	10026752
Series 9 Recording/Tracks/Track 1/Data Channels/Data Channel 1/ - Name	Ch33
Series 9 Recording/Tracks/Track 1/Data Channels/Data Channel 1/ - Ratio Channel 1	Ch1F
Series 9 Recording/Tracks/Track 1/Data Channels/Data Channel 1/ - Ratio Channel 2	Ch18
Series 9 Recording/Tracks/Track 1/Data Channels/Data Channel 1/ - Ratio Const. 1	0.0
Series 9 Recording/Tracks/Track 1/Data Channels/Data Channel 1/ - Ratio Const. 2	0.0
Series 9 Recording/Tracks/Track 1/Data Channels/Data Channel 1/ - Ratio Const. 3	1.0
Series 9 Recording/Tracks/Track 1/Data Channels/Data Channel 1/ - Ratio Const. 4	0.0
Series 9 Recording/Tracks/Track 1/Data Channels/Data Channel 1/ - Ratio Const. 5	1.0
Series 9 Recording/Tracks/Track 1/Data Channels/Data Channel 1/ - Ratio Const. 6	0.0
Series 9 Recording/Tracks/Track 1/Data Channels/Data Channel 1/ - Ratio First Images 1	-1
Series 9 Recording/Tracks/Track 1/Data Channels/Data Channel 1/ - Ratio First Images 2	-1
Series 9 Recording/Tracks/Track 1/Data Channels/Data Channel 1/ - Ratio Track 1	0
Series 9 Recording/Tracks/Track 1/Data Channels/Data Channel 1/ - Ratio Track 2	0
Series 9 Recording/Tracks/Track 1/Data Channels/Data Channel 1/ - Ratio Type	0
Series 9 Recording/Tracks/Track 1/Data Channels/Data Channel 1/ - Sample Type	1
Series 9 Recording/Tracks/Track 1/Data Channels/Data Channel 1/ - Spectrum	-1.0000 -1.0000 -1.0000 -1.0000 -1.0000 -1.0000 -1.0000 -1.0000 -1.0000 -1.0000 -1.0000 -1.0000 -1.0000 -1.0000 -1.0000 -1.0000 -1.0000 -1.0000 -1.0000 -1.0000 -1.0000 -1.0000 -1.0000 -1.0000 -1.0000 -1.0000 -1.0000 -1.0000 -1.0000 -1.0000 -1.0000 -1.0000 1.0000 0.0000(
Series 9 Recording/Tracks/Track 1/Data Channels/Data Channel 1/ - null	0
Series 9 Recording/Tracks/Track 1/Detection Channels/ - null	575.0
Series 9 Recording/Tracks/Track 1/Detection Channels/Detection Channel 10/ - Acquire	-1
Series 9 Recording/Tracks/Track 1/Detection Channels/Detection Channel 10/ - Amplifier Gain	1.0
Series 9 Recording/Tracks/Track 1/Detection Channels/Detection Channel 10/ - Amplifier Gain B/C 1	1.0
Series 9 Recording/Tracks/Track 1/Detection Channels/Detection Channel 10/ - Amplifier Gain B/C 2	1.0
Series 9 Recording/Tracks/Track 1/Detection Channels/Detection Channel 10/ - Amplifier Offset	0.1
Series 9 Recording/Tracks/Track 1/Detection Channels/Detection Channel 10/ - Amplifier Offset B/C 1	0.1
Series 9 Recording/Tracks/Track 1/Detection Channels/Detection Channel 10/ - Amplifier Offset B/C 2	0.1
Series 9 Recording/Tracks/Track 1/Detection Channels/Detection Channel 10/ - Detection Channel Name	ChS
Series 9 Recording/Tracks/Track 1/Detection Channels/Detection Channel 10/ - Detector Gain	636.0703812316716
Series 9 Recording/Tracks/Track 1/Detection Channels/Detection Channel 10/ - Detector Gain B/C 1	0.0
Series 9 Recording/Tracks/Track 1/Detection Channels/Detection Channel 10/ - Detector Gain B/C 2	0.0
Series 9 Recording/Tracks/Track 1/Detection Channels/Detection Channel 10/ - Detector Name	PmtSPI1.
Series 9 Recording/Tracks/Track 1/Detection Channels/Detection Channel 10/ - Dye Folder	1
Series 9 Recording/Tracks/Track 1/Detection Channels/Detection Channel 10/ - Dye Name	9
Series 9 Recording/Tracks/Track 1/Detection Channels/Detection Channel 10/ - Integrator Name	6
Series 9 Recording/Tracks/Track 1/Detection Channels/Detection Channel 10/ - Pinhole Diameter	444.0
Series 9 Recording/Tracks/Track 1/Detection Channels/Detection Channel 10/ - Pinhole Name	PH1%
Series 9 Recording/Tracks/Track 1/Detection Channels/Detection Channel 10/ - SPI Wavelength End	753.73
Series 9 Recording/Tracks/Track 1/Detection Channels/Detection Channel 10/ - SPI Wavelength Start	411.33
Series 9 Recording/Tracks/Track 1/Detection Channels/Detection Channel 10/ - Spectral Scan Channels	32
Series 9 Recording/Tracks/Track 1/Detection Channels/Detection Channel 10/ - null	575.0
Series 9 Recording/Tracks/Track 1/Detection Channels/Detection Channel 11/ - Acquire	0
Series 9 Recording/Tracks/Track 1/Detection Channels/Detection Channel 11/ - Amplifier Gain	1.0
Series 9 Recording/Tracks/Track 1/Detection Channels/Detection Channel 11/ - Amplifier Gain B/C 1	1.0
Series 9 Recording/Tracks/Track 1/Detection Channels/Detection Channel 11/ - Amplifier Gain B/C 2	1.0
Series 9 Recording/Tracks/Track 1/Detection Channels/Detection Channel 11/ - Amplifier Offset	0.1
Series 9 Recording/Tracks/Track 1/Detection Channels/Detection Channel 11/ - Amplifier Offset B/C 1	0.1
Series 9 Recording/Tracks/Track 1/Detection Channels/Detection Channel 11/ - Amplifier Offset B/C 2	0.1
Series 9 Recording/Tracks/Track 1/Detection Channels/Detection Channel 11/ - Detection Channel Name	Ch21
Series 9 Recording/Tracks/Track 1/Detection Channels/Detection Channel 11/ - Detector Gain	612.7450980392157
Series 9 Recording/Tracks/Track 1/Detection Channels/Detection Channel 11/ - Detector Gain B/C 1	0.0
Series 9 Recording/Tracks/Track 1/Detection Channels/Detection Channel 11/ - Detector Gain B/C 2	0.0
Series 9 Recording/Tracks/Track 1/Detection Channels/Detection Channel 11/ - Detector Name	Pmt2
Series 9 Recording/Tracks/Track 1/Detection Channels/Detection Channel 11/ - Dye Folder	:
Series 9 Recording/Tracks/Track 1/Detection Channels/Detection Channel 11/ - Dye Name	8
Series 9 Recording/Tracks/Track 1/Detection Channels/Detection Channel 11/ - Filter Name	BP 420-480*
Series 9 Recording/Tracks/Track 1/Detection Channels/Detection Channel 11/ - Filter Set Name	EF20
Series 9 Recording/Tracks/Track 1/Detection Channels/Detection Channel 11/ - Integrator Name	:
Series 9 Recording/Tracks/Track 1/Detection Channels/Detection Channel 11/ - Pinhole Diameter	61.0
Series 9 Recording/Tracks/Track 1/Detection Channels/Detection Channel 11/ - Pinhole Name	PH2
Series 9 Recording/Tracks/Track 1/Detection Channels/Detection Channel 11/ - SPI Wavelength End	735.0
Series 9 Recording/Tracks/Track 1/Detection Channels/Detection Channel 11/ - SPI Wavelength Start	415.0
Series 9 Recording/Tracks/Track 1/Detection Channels/Detection Channel 11/ - Spectral Scan Channels	32
Series 9 Recording/Tracks/Track 1/Detection Channels/Detection Channel 11/ - null	575.0
Series 9 Recording/Tracks/Track 1/Detection Channels/Detection Channel 12/ - Acquire	0
Series 9 Recording/Tracks/Track 1/Detection Channels/Detection Channel 12/ - Amplifier Gain	1.0
Series 9 Recording/Tracks/Track 1/Detection Channels/Detection Channel 12/ - Amplifier Gain B/C 1	1.0
Series 9 Recording/Tracks/Track 1/Detection Channels/Detection Channel 12/ - Amplifier Gain B/C 2	1.0
Series 9 Recording/Tracks/Track 1/Detection Channels/Detection Channel 12/ - Amplifier Offset	0.1
Series 9 Recording/Tracks/Track 1/Detection Channels/Detection Channel 12/ - Amplifier Offset B/C 1	0.1
Series 9 Recording/Tracks/Track 1/Detection Channels/Detection Channel 12/ - Amplifier Offset B/C 2	0.1
Series 9 Recording/Tracks/Track 1/Detection Channels/Detection Channel 12/ - Detection Channel Name	Ch3S
Series 9 Recording/Tracks/Track 1/Detection Channels/Detection Channel 12/ - Detector Gain	750.0
Series 9 Recording/Tracks/Track 1/Detection Channels/Detection Channel 12/ - Detector Gain B/C 1	0.0
Series 9 Recording/Tracks/Track 1/Detection Channels/Detection Channel 12/ - Detector Gain B/C 2	0.0
Series 9 Recording/Tracks/Track 1/Detection Channels/Detection Channel 12/ - Detector Name	Pmt3K
Series 9 Recording/Tracks/Track 1/Detection Channels/Detection Channel 12/ - Dye Folder	8
Series 9 Recording/Tracks/Track 1/Detection Channels/Detection Channel 12/ - Dye Name	4
Series 9 Recording/Tracks/Track 1/Detection Channels/Detection Channel 12/ - Filter Name	BP 505-5308
Series 9 Recording/Tracks/Track 1/Detection Channels/Detection Channel 12/ - Filter Set Name	EF3!
Series 9 Recording/Tracks/Track 1/Detection Channels/Detection Channel 12/ - Integrator Name	-
Series 9 Recording/Tracks/Track 1/Detection Channels/Detection Channel 12/ - Pinhole Diameter	70.0
Series 9 Recording/Tracks/Track 1/Detection Channels/Detection Channel 12/ - Pinhole Name	PH3M
Series 9 Recording/Tracks/Track 1/Detection Channels/Detection Channel 12/ - SPI Wavelength End	735.0
Series 9 Recording/Tracks/Track 1/Detection Channels/Detection Channel 12/ - SPI Wavelength Start	415.0
Series 9 Recording/Tracks/Track 1/Detection Channels/Detection Channel 12/ - Spectral Scan Channels	32
Series 9 Recording/Tracks/Track 1/Detection Channels/Detection Channel 12/ - null	575.0
Series 9 Recording/Tracks/Track 1/Detection Channels/Detection Channel 13/ - Acquire	0
Series 9 Recording/Tracks/Track 1/Detection Channels/Detection Channel 13/ - Amplifier Gain	1.0
Series 9 Recording/Tracks/Track 1/Detection Channels/Detection Channel 13/ - Amplifier Gain B/C 1	1.0
Series 9 Recording/Tracks/Track 1/Detection Channels/Detection Channel 13/ - Amplifier Gain B/C 2	1.0
Series 9 Recording/Tracks/Track 1/Detection Channels/Detection Channel 13/ - Amplifier Offset	0.1
Series 9 Recording/Tracks/Track 1/Detection Channels/Detection Channel 13/ - Amplifier Offset B/C 1	0.1
Series 9 Recording/Tracks/Track 1/Detection Channels/Detection Channel 13/ - Amplifier Offset B/C 2	0.1
Series 9 Recording/Tracks/Track 1/Detection Channels/Detection Channel 13/ - Detection Channel Name	ChD
Series 9 Recording/Tracks/Track 1/Detection Channels/Detection Channel 13/ - Detector Gain	78.43137254901961
Series 9 Recording/Tracks/Track 1/Detection Channels/Detection Channel 13/ - Detector Gain B/C 1	0.0
Series 9 Recording/Tracks/Track 1/Detection Channels/Detection Channel 13/ - Detector Gain B/C 2	0.0
Series 9 Recording/Tracks/Track 1/Detection Channels/Detection Channel 13/ - Detector Name	PmtD
Series 9 Recording/Tracks/Track 1/Detection Channels/Detection Channel 13/ - Dye Folder	4
Series 9 Recording/Tracks/Track 1/Detection Channels/Detection Channel 13/ - Dye Name	/
Series 9 Recording/Tracks/Track 1/Detection Channels/Detection Channel 13/ - Integrator Name	IntegratorD6
Series 9 Recording/Tracks/Track 1/Detection Channels/Detection Channel 13/ - Pinhole Diameter	0.0
Series 9 Recording/Tracks/Track 1/Detection Channels/Detection Channel 13/ - Pinhole Name	A
Series 9 Recording/Tracks/Track 1/Detection Channels/Detection Channel 13/ - SPI Wavelength End	735.0
Series 9 Recording/Tracks/Track 1/Detection Channels/Detection Channel 13/ - SPI Wavelength Start	415.0
Series 9 Recording/Tracks/Track 1/Detection Channels/Detection Channel 13/ - Spectral Scan Channels	32
Series 9 Recording/Tracks/Track 1/Detection Channels/Detection Channel 13/ - null	575.0
Series 9 Recording/Tracks/Track 1/Detection Channels/Detection Channel 2/ - Acquire	0
Series 9 Recording/Tracks/Track 1/Detection Channels/Detection Channel 2/ - Amplifier Gain	1.0
Series 9 Recording/Tracks/Track 1/Detection Channels/Detection Channel 2/ - Amplifier Gain B/C 1	1.0
Series 9 Recording/Tracks/Track 1/Detection Channels/Detection Channel 2/ - Amplifier Gain B/C 2	1.0
Series 9 Recording/Tracks/Track 1/Detection Channels/Detection Channel 2/ - Amplifier Offset	0.1
Series 9 Recording/Tracks/Track 1/Detection Channels/Detection Channel 2/ - Amplifier Offset B/C 1	0.1
Series 9 Recording/Tracks/Track 1/Detection Channels/Detection Channel 2/ - Amplifier Offset B/C 2	0.1
Series 9 Recording/Tracks/Track 1/Detection Channels/Detection Channel 2/ - Detection Channel Name	ChS1*
Series 9 Recording/Tracks/Track 1/Detection Channels/Detection Channel 2/ - Detector Gain	636.0703812316716
Series 9 Recording/Tracks/Track 1/Detection Channels/Detection Channel 2/ - Detector Gain B/C 1	0.0
Series 9 Recording/Tracks/Track 1/Detection Channels/Detection Channel 2/ - Detector Gain B/C 2	0.0
Series 9 Recording/Tracks/Track 1/Detection Channels/Detection Channel 2/ - Detector Name	PmtSPI1'
Series 9 Recording/Tracks/Track 1/Detection Channels/Detection Channel 2/ - Dye Folder	:
Series 9 Recording/Tracks/Track 1/Detection Channels/Detection Channel 2/ - Dye Name	.
Series 9 Recording/Tracks/Track 1/Detection Channels/Detection Channel 2/ - Integrator Name	IntegratorSPI3
Series 9 Recording/Tracks/Track 1/Detection Channels/Detection Channel 2/ - Pinhole Diameter	444.0
Series 9 Recording/Tracks/Track 1/Detection Channels/Detection Channel 2/ - Pinhole Name	PH1/
Series 9 Recording/Tracks/Track 1/Detection Channels/Detection Channel 2/ - SPI Wavelength End	753.73
Series 9 Recording/Tracks/Track 1/Detection Channels/Detection Channel 2/ - SPI Wavelength Start	411.33
Series 9 Recording/Tracks/Track 1/Detection Channels/Detection Channel 2/ - Spectral Scan Channels	32
Series 9 Recording/Tracks/Track 1/Detection Channels/Detection Channel 2/ - null	575.0
Series 9 Recording/Tracks/Track 1/Detection Channels/Detection Channel 3/ - Acquire	0
Series 9 Recording/Tracks/Track 1/Detection Channels/Detection Channel 3/ - Amplifier Gain	1.0
Series 9 Recording/Tracks/Track 1/Detection Channels/Detection Channel 3/ - Amplifier Gain B/C 1	1.0
Series 9 Recording/Tracks/Track 1/Detection Channels/Detection Channel 3/ - Amplifier Gain B/C 2	1.0
Series 9 Recording/Tracks/Track 1/Detection Channels/Detection Channel 3/ - Amplifier Offset	0.1
Series 9 Recording/Tracks/Track 1/Detection Channels/Detection Channel 3/ - Amplifier Offset B/C 1	0.1
Series 9 Recording/Tracks/Track 1/Detection Channels/Detection Channel 3/ - Amplifier Offset B/C 2	0.1
Series 9 Recording/Tracks/Track 1/Detection Channels/Detection Channel 3/ - Detection Channel Name	ChS2P
Series 9 Recording/Tracks/Track 1/Detection Channels/Detection Channel 3/ - Detector Gain	636.0703812316716
Series 9 Recording/Tracks/Track 1/Detection Channels/Detection Channel 3/ - Detector Gain B/C 1	0.0
Series 9 Recording/Tracks/Track 1/Detection Channels/Detection Channel 3/ - Detector Gain B/C 2	0.0
Series 9 Recording/Tracks/Track 1/Detection Channels/Detection Channel 3/ - Detector Name	PmtSPI1;
Series 9 Recording/Tracks/Track 1/Detection Channels/Detection Channel 3/ - Dye Folder	C
Series 9 Recording/Tracks/Track 1/Detection Channels/Detection Channel 3/ - Dye Name	J
Series 9 Recording/Tracks/Track 1/Detection Channels/Detection Channel 3/ - Integrator Name	IntegratorSPI!
Series 9 Recording/Tracks/Track 1/Detection Channels/Detection Channel 3/ - Pinhole Diameter	444.0
Series 9 Recording/Tracks/Track 1/Detection Channels/Detection Channel 3/ - Pinhole Name	PH10
Series 9 Recording/Tracks/Track 1/Detection Channels/Detection Channel 3/ - SPI Wavelength End	753.73
Series 9 Recording/Tracks/Track 1/Detection Channels/Detection Channel 3/ - SPI Wavelength Start	411.33
Series 9 Recording/Tracks/Track 1/Detection Channels/Detection Channel 3/ - Spectral Scan Channels	32
Series 9 Recording/Tracks/Track 1/Detection Channels/Detection Channel 3/ - null	575.0
Series 9 Recording/Tracks/Track 1/Detection Channels/Detection Channel 4/ - Acquire	0
Series 9 Recording/Tracks/Track 1/Detection Channels/Detection Channel 4/ - Amplifier Gain	1.0
Series 9 Recording/Tracks/Track 1/Detection Channels/Detection Channel 4/ - Amplifier Gain B/C 1	1.0
Series 9 Recording/Tracks/Track 1/Detection Channels/Detection Channel 4/ - Amplifier Gain B/C 2	1.0
Series 9 Recording/Tracks/Track 1/Detection Channels/Detection Channel 4/ - Amplifier Offset	0.1
Series 9 Recording/Tracks/Track 1/Detection Channels/Detection Channel 4/ - Amplifier Offset B/C 1	0.1
Series 9 Recording/Tracks/Track 1/Detection Channels/Detection Channel 4/ - Amplifier Offset B/C 2	0.1
Series 9 Recording/Tracks/Track 1/Detection Channels/Detection Channel 4/ - Detection Channel Name	ChS3$
Series 9 Recording/Tracks/Track 1/Detection Channels/Detection Channel 4/ - Detector Gain	636.0703812316716
Series 9 Recording/Tracks/Track 1/Detection Channels/Detection Channel 4/ - Detector Gain B/C 1	0.0
Series 9 Recording/Tracks/Track 1/Detection Channels/Detection Channel 4/ - Detector Gain B/C 2	0.0
Series 9 Recording/Tracks/Track 1/Detection Channels/Detection Channel 4/ - Detector Name	PmtSPI1:
Series 9 Recording/Tracks/Track 1/Detection Channels/Detection Channel 4/ - Dye Folder	0
Series 9 Recording/Tracks/Track 1/Detection Channels/Detection Channel 4/ - Dye Name	L
Series 9 Recording/Tracks/Track 1/Detection Channels/Detection Channel 4/ - Integrator Name	IntegratorSPI
Series 9 Recording/Tracks/Track 1/Detection Channels/Detection Channel 4/ - Pinhole Diameter	444.0
Series 9 Recording/Tracks/Track 1/Detection Channels/Detection Channel 4/ - Pinhole Name	PH1:
Series 9 Recording/Tracks/Track 1/Detection Channels/Detection Channel 4/ - SPI Wavelength End	753.73
Series 9 Recording/Tracks/Track 1/Detection Channels/Detection Channel 4/ - SPI Wavelength Start	411.33
Series 9 Recording/Tracks/Track 1/Detection Channels/Detection Channel 4/ - Spectral Scan Channels	32
Series 9 Recording/Tracks/Track 1/Detection Channels/Detection Channel 4/ - null	575.0
Series 9 Recording/Tracks/Track 1/Detection Channels/Detection Channel 5/ - Acquire	0
Series 9 Recording/Tracks/Track 1/Detection Channels/Detection Channel 5/ - Amplifier Gain	1.0
Series 9 Recording/Tracks/Track 1/Detection Channels/Detection Channel 5/ - Amplifier Gain B/C 1	1.0
Series 9 Recording/Tracks/Track 1/Detection Channels/Detection Channel 5/ - Amplifier Gain B/C 2	1.0
Series 9 Recording/Tracks/Track 1/Detection Channels/Detection Channel 5/ - Amplifier Offset	0.1
Series 9 Recording/Tracks/Track 1/Detection Channels/Detection Channel 5/ - Amplifier Offset B/C 1	0.1
Series 9 Recording/Tracks/Track 1/Detection Channels/Detection Channel 5/ - Amplifier Offset B/C 2	0.1
Series 9 Recording/Tracks/Track 1/Detection Channels/Detection Channel 5/ - Detection Channel Name	ChS4(
Series 9 Recording/Tracks/Track 1/Detection Channels/Detection Channel 5/ - Detector Gain	636.0703812316716
Series 9 Recording/Tracks/Track 1/Detection Channels/Detection Channel 5/ - Detector Gain B/C 1	0.0
Series 9 Recording/Tracks/Track 1/Detection Channels/Detection Channel 5/ - Detector Gain B/C 2	0.0
Series 9 Recording/Tracks/Track 1/Detection Channels/Detection Channel 5/ - Detector Name	PmtSPI1,
Series 9 Recording/Tracks/Track 1/Detection Channels/Detection Channel 5/ - Dye Folder	M
Series 9 Recording/Tracks/Track 1/Detection Channels/Detection Channel 5/ - Dye Name	B
Series 9 Recording/Tracks/Track 1/Detection Channels/Detection Channel 5/ - Integrator Name	IntegratorSPI3
Series 9 Recording/Tracks/Track 1/Detection Channels/Detection Channel 5/ - Pinhole Diameter	444.0
Series 9 Recording/Tracks/Track 1/Detection Channels/Detection Channel 5/ - Pinhole Name	PH1#
Series 9 Recording/Tracks/Track 1/Detection Channels/Detection Channel 5/ - SPI Wavelength End	753.73
Series 9 Recording/Tracks/Track 1/Detection Channels/Detection Channel 5/ - SPI Wavelength Start	411.33
Series 9 Recording/Tracks/Track 1/Detection Channels/Detection Channel 5/ - Spectral Scan Channels	32
Series 9 Recording/Tracks/Track 1/Detection Channels/Detection Channel 5/ - null	575.0
Series 9 Recording/Tracks/Track 1/Detection Channels/Detection Channel 6/ - Acquire	0
Series 9 Recording/Tracks/Track 1/Detection Channels/Detection Channel 6/ - Amplifier Gain	1.0
Series 9 Recording/Tracks/Track 1/Detection Channels/Detection Channel 6/ - Amplifier Gain B/C 1	1.0
Series 9 Recording/Tracks/Track 1/Detection Channels/Detection Channel 6/ - Amplifier Gain B/C 2	1.0
Series 9 Recording/Tracks/Track 1/Detection Channels/Detection Channel 6/ - Amplifier Offset	0.1
Series 9 Recording/Tracks/Track 1/Detection Channels/Detection Channel 6/ - Amplifier Offset B/C 1	0.1
Series 9 Recording/Tracks/Track 1/Detection Channels/Detection Channel 6/ - Amplifier Offset B/C 2	0.1
Series 9 Recording/Tracks/Track 1/Detection Channels/Detection Channel 6/ - Detection Channel Name	ChS55
Series 9 Recording/Tracks/Track 1/Detection Channels/Detection Channel 6/ - Detector Gain	636.0703812316716
Series 9 Recording/Tracks/Track 1/Detection Channels/Detection Channel 6/ - Detector Gain B/C 1	0.0
Series 9 Recording/Tracks/Track 1/Detection Channels/Detection Channel 6/ - Detector Gain B/C 2	0.0
Series 9 Recording/Tracks/Track 1/Detection Channels/Detection Channel 6/ - Detector Name	PmtSPI1x
Series 9 Recording/Tracks/Track 1/Detection Channels/Detection Channel 6/ - Dye Folder	9
Series 9 Recording/Tracks/Track 1/Detection Channels/Detection Channel 6/ - Dye Name	?
Series 9 Recording/Tracks/Track 1/Detection Channels/Detection Channel 6/ - Integrator Name	IntegratorSPI
Series 9 Recording/Tracks/Track 1/Detection Channels/Detection Channel 6/ - Pinhole Diameter	444.0
Series 9 Recording/Tracks/Track 1/Detection Channels/Detection Channel 6/ - Pinhole Name	PH1
Series 9 Recording/Tracks/Track 1/Detection Channels/Detection Channel 6/ - SPI Wavelength End	753.73
Series 9 Recording/Tracks/Track 1/Detection Channels/Detection Channel 6/ - SPI Wavelength Start	411.33
Series 9 Recording/Tracks/Track 1/Detection Channels/Detection Channel 6/ - Spectral Scan Channels	32
Series 9 Recording/Tracks/Track 1/Detection Channels/Detection Channel 6/ - null	575.0
Series 9 Recording/Tracks/Track 1/Detection Channels/Detection Channel 7/ - Acquire	0
Series 9 Recording/Tracks/Track 1/Detection Channels/Detection Channel 7/ - Amplifier Gain	1.0
Series 9 Recording/Tracks/Track 1/Detection Channels/Detection Channel 7/ - Amplifier Gain B/C 1	1.0
Series 9 Recording/Tracks/Track 1/Detection Channels/Detection Channel 7/ - Amplifier Gain B/C 2	1.0
Series 9 Recording/Tracks/Track 1/Detection Channels/Detection Channel 7/ - Amplifier Offset	0.1
Series 9 Recording/Tracks/Track 1/Detection Channels/Detection Channel 7/ - Amplifier Offset B/C 1	0.1
Series 9 Recording/Tracks/Track 1/Detection Channels/Detection Channel 7/ - Amplifier Offset B/C 2	0.1
Series 9 Recording/Tracks/Track 1/Detection Channels/Detection Channel 7/ - Detection Channel Name	ChS6
Series 9 Recording/Tracks/Track 1/Detection Channels/Detection Channel 7/ - Detector Gain	636.0703812316716
Series 9 Recording/Tracks/Track 1/Detection Channels/Detection Channel 7/ - Detector Gain B/C 1	0.0
Series 9 Recording/Tracks/Track 1/Detection Channels/Detection Channel 7/ - Detector Gain B/C 2	0.0
Series 9 Recording/Tracks/Track 1/Detection Channels/Detection Channel 7/ - Detector Name	PmtSPI1)
Series 9 Recording/Tracks/Track 1/Detection Channels/Detection Channel 7/ - Dye Folder	E
Series 9 Recording/Tracks/Track 1/Detection Channels/Detection Channel 7/ - Dye Name	C
Series 9 Recording/Tracks/Track 1/Detection Channels/Detection Channel 7/ - Integrator Name	IntegratorSPIN
Series 9 Recording/Tracks/Track 1/Detection Channels/Detection Channel 7/ - Pinhole Diameter	444.0
Series 9 Recording/Tracks/Track 1/Detection Channels/Detection Channel 7/ - Pinhole Name	PH1
Series 9 Recording/Tracks/Track 1/Detection Channels/Detection Channel 7/ - SPI Wavelength End	753.73
Series 9 Recording/Tracks/Track 1/Detection Channels/Detection Channel 7/ - SPI Wavelength Start	411.33
Series 9 Recording/Tracks/Track 1/Detection Channels/Detection Channel 7/ - Spectral Scan Channels	32
Series 9 Recording/Tracks/Track 1/Detection Channels/Detection Channel 7/ - null	575.0
Series 9 Recording/Tracks/Track 1/Detection Channels/Detection Channel 8/ - Acquire	0
Series 9 Recording/Tracks/Track 1/Detection Channels/Detection Channel 8/ - Amplifier Gain	1.0
Series 9 Recording/Tracks/Track 1/Detection Channels/Detection Channel 8/ - Amplifier Gain B/C 1	1.0
Series 9 Recording/Tracks/Track 1/Detection Channels/Detection Channel 8/ - Amplifier Gain B/C 2	1.0
Series 9 Recording/Tracks/Track 1/Detection Channels/Detection Channel 8/ - Amplifier Offset	0.1
Series 9 Recording/Tracks/Track 1/Detection Channels/Detection Channel 8/ - Amplifier Offset B/C 1	0.1
Series 9 Recording/Tracks/Track 1/Detection Channels/Detection Channel 8/ - Amplifier Offset B/C 2	0.1
Series 9 Recording/Tracks/Track 1/Detection Channels/Detection Channel 8/ - Detection Channel Name	ChS7;
Series 9 Recording/Tracks/Track 1/Detection Channels/Detection Channel 8/ - Detector Gain	636.0703812316716
Series 9 Recording/Tracks/Track 1/Detection Channels/Detection Channel 8/ - Detector Gain B/C 1	0.0
Series 9 Recording/Tracks/Track 1/Detection Channels/Detection Channel 8/ - Detector Gain B/C 2	0.0
Series 9 Recording/Tracks/Track 1/Detection Channels/Detection Channel 8/ - Detector Name	PmtSPI1
Series 9 Recording/Tracks/Track 1/Detection Channels/Detection Channel 8/ - Dye Folder	C
Series 9 Recording/Tracks/Track 1/Detection Channels/Detection Channel 8/ - Dye Name	?
Series 9 Recording/Tracks/Track 1/Detection Channels/Detection Channel 8/ - Integrator Name	IntegratorSPIR
Series 9 Recording/Tracks/Track 1/Detection Channels/Detection Channel 8/ - Pinhole Diameter	444.0
Series 9 Recording/Tracks/Track 1/Detection Channels/Detection Channel 8/ - Pinhole Name	PH1(
Series 9 Recording/Tracks/Track 1/Detection Channels/Detection Channel 8/ - SPI Wavelength End	753.73
Series 9 Recording/Tracks/Track 1/Detection Channels/Detection Channel 8/ - SPI Wavelength Start	411.33
Series 9 Recording/Tracks/Track 1/Detection Channels/Detection Channel 8/ - Spectral Scan Channels	32
Series 9 Recording/Tracks/Track 1/Detection Channels/Detection Channel 8/ - null	575.0
Series 9 Recording/Tracks/Track 1/Detection Channels/Detection Channel 9/ - Acquire	0
Series 9 Recording/Tracks/Track 1/Detection Channels/Detection Channel 9/ - Amplifier Gain	1.0
Series 9 Recording/Tracks/Track 1/Detection Channels/Detection Channel 9/ - Amplifier Gain B/C 1	1.0
Series 9 Recording/Tracks/Track 1/Detection Channels/Detection Channel 9/ - Amplifier Gain B/C 2	1.0
Series 9 Recording/Tracks/Track 1/Detection Channels/Detection Channel 9/ - Amplifier Offset	0.1
Series 9 Recording/Tracks/Track 1/Detection Channels/Detection Channel 9/ - Amplifier Offset B/C 1	0.1
Series 9 Recording/Tracks/Track 1/Detection Channels/Detection Channel 9/ - Amplifier Offset B/C 2	0.1
Series 9 Recording/Tracks/Track 1/Detection Channels/Detection Channel 9/ - Detection Channel Name	ChS8I
Series 9 Recording/Tracks/Track 1/Detection Channels/Detection Channel 9/ - Detector Gain	636.0703812316716
Series 9 Recording/Tracks/Track 1/Detection Channels/Detection Channel 9/ - Detector Gain B/C 1	0.0
Series 9 Recording/Tracks/Track 1/Detection Channels/Detection Channel 9/ - Detector Gain B/C 2	0.0
Series 9 Recording/Tracks/Track 1/Detection Channels/Detection Channel 9/ - Detector Name	PmtSPI1:
Series 9 Recording/Tracks/Track 1/Detection Channels/Detection Channel 9/ - Dye Folder	7
Series 9 Recording/Tracks/Track 1/Detection Channels/Detection Channel 9/ - Dye Name	:
Series 9 Recording/Tracks/Track 1/Detection Channels/Detection Channel 9/ - Integrator Name	IntegratorSPIF
Series 9 Recording/Tracks/Track 1/Detection Channels/Detection Channel 9/ - Pinhole Diameter	444.0
Series 9 Recording/Tracks/Track 1/Detection Channels/Detection Channel 9/ - Pinhole Name	PH1=
Series 9 Recording/Tracks/Track 1/Detection Channels/Detection Channel 9/ - SPI Wavelength End	753.73
Series 9 Recording/Tracks/Track 1/Detection Channels/Detection Channel 9/ - SPI Wavelength Start	411.33
Series 9 Recording/Tracks/Track 1/Detection Channels/Detection Channel 9/ - Spectral Scan Channels	32
Series 9 Recording/Tracks/Track 1/Detection Channels/Detection Channel 9/ - null	575.0
Series 9 Recording/Tracks/Track 1/Illumination Channels/ - null	0.0
Series 9 Recording/Tracks/Track 1/Illumination Channels/Illumination Channel 1/ - Acquire	0
Series 9 Recording/Tracks/Track 1/Illumination Channels/Illumination Channel 1/ - Name	6330
Series 9 Recording/Tracks/Track 1/Illumination Channels/Illumination Channel 1/ - Power	0.1
Series 9 Recording/Tracks/Track 1/Illumination Channels/Illumination Channel 1/ - Power B/C 1	0.1
Series 9 Recording/Tracks/Track 1/Illumination Channels/Illumination Channel 1/ - Power B/C 2	0.1
Series 9 Recording/Tracks/Track 1/Illumination Channels/Illumination Channel 1/ - Wavelength	633.0
Series 9 Recording/Tracks/Track 1/Illumination Channels/Illumination Channel 1/ - null	FW1^
Series 9 Recording/Tracks/Track 1/Illumination Channels/Illumination Channel 2/ - Acquire	0
Series 9 Recording/Tracks/Track 1/Illumination Channels/Illumination Channel 2/ - Name	458E
Series 9 Recording/Tracks/Track 1/Illumination Channels/Illumination Channel 2/ - Power	0.1
Series 9 Recording/Tracks/Track 1/Illumination Channels/Illumination Channel 2/ - Power B/C 1	0.1
Series 9 Recording/Tracks/Track 1/Illumination Channels/Illumination Channel 2/ - Power B/C 2	0.1
Series 9 Recording/Tracks/Track 1/Illumination Channels/Illumination Channel 2/ - Wavelength	458.0
Series 9 Recording/Tracks/Track 1/Illumination Channels/Illumination Channel 2/ - null	0.1
Series 9 Recording/Tracks/Track 1/Illumination Channels/Illumination Channel 3/ - Acquire	0
Series 9 Recording/Tracks/Track 1/Illumination Channels/Illumination Channel 3/ - Name	488=
Series 9 Recording/Tracks/Track 1/Illumination Channels/Illumination Channel 3/ - Power	0.1
Series 9 Recording/Tracks/Track 1/Illumination Channels/Illumination Channel 3/ - Power B/C 1	0.1
Series 9 Recording/Tracks/Track 1/Illumination Channels/Illumination Channel 3/ - Power B/C 2	0.1
Series 9 Recording/Tracks/Track 1/Illumination Channels/Illumination Channel 3/ - Wavelength	488.0
Series 9 Recording/Tracks/Track 1/Illumination Channels/Illumination Channel 3/ - null	0.1
Series 9 Recording/Tracks/Track 1/Illumination Channels/Illumination Channel 4/ - Acquire	0
Series 9 Recording/Tracks/Track 1/Illumination Channels/Illumination Channel 4/ - Name	514V
Series 9 Recording/Tracks/Track 1/Illumination Channels/Illumination Channel 4/ - Power	0.1
Series 9 Recording/Tracks/Track 1/Illumination Channels/Illumination Channel 4/ - Power B/C 1	0.1
Series 9 Recording/Tracks/Track 1/Illumination Channels/Illumination Channel 4/ - Power B/C 2	0.1
Series 9 Recording/Tracks/Track 1/Illumination Channels/Illumination Channel 4/ - Wavelength	514.0
Series 9 Recording/Tracks/Track 1/Illumination Channels/Illumination Channel 4/ - null	0.1
Series 9 Recording/Tracks/Track 1/Illumination Channels/Illumination Channel 5/ - Acquire	0
Series 9 Recording/Tracks/Track 1/Illumination Channels/Illumination Channel 5/ - Name	543'
Series 9 Recording/Tracks/Track 1/Illumination Channels/Illumination Channel 5/ - Power	0.1
Series 9 Recording/Tracks/Track 1/Illumination Channels/Illumination Channel 5/ - Power B/C 1	0.1
Series 9 Recording/Tracks/Track 1/Illumination Channels/Illumination Channel 5/ - Power B/C 2	0.1
Series 9 Recording/Tracks/Track 1/Illumination Channels/Illumination Channel 5/ - Wavelength	543.0
Series 9 Recording/Tracks/Track 1/Illumination Channels/Illumination Channel 5/ - null	0.1
Series 9 Recording/Tracks/Track 1/Illumination Channels/Illumination Channel 6/ - Acquire	0
Series 9 Recording/Tracks/Track 1/Illumination Channels/Illumination Channel 6/ - Name	405G
Series 9 Recording/Tracks/Track 1/Illumination Channels/Illumination Channel 6/ - Power	0.1
Series 9 Recording/Tracks/Track 1/Illumination Channels/Illumination Channel 6/ - Power B/C 1	0.1
Series 9 Recording/Tracks/Track 1/Illumination Channels/Illumination Channel 6/ - Power B/C 2	0.1
Series 9 Recording/Tracks/Track 1/Illumination Channels/Illumination Channel 6/ - Wavelength	405.0
Series 9 Recording/Tracks/Track 1/Illumination Channels/Illumination Channel 6/ - null	0.1
Series 9 Recording/Tracks/Track 1/Illumination Channels/Illumination Channel 7/ - Acquire	0
Series 9 Recording/Tracks/Track 1/Illumination Channels/Illumination Channel 7/ - Name	HAL1
Series 9 Recording/Tracks/Track 1/Illumination Channels/Illumination Channel 7/ - Power	0.0
Series 9 Recording/Tracks/Track 1/Illumination Channels/Illumination Channel 7/ - Power B/C 1	0.0
Series 9 Recording/Tracks/Track 1/Illumination Channels/Illumination Channel 7/ - Power B/C 2	0.0
Series 9 Recording/Tracks/Track 1/Illumination Channels/Illumination Channel 7/ - Wavelength	0.0
Series 9 Recording/Tracks/Track 1/Illumination Channels/Illumination Channel 7/ - null	0.1
Series 9 ScanType	x-y-z scan
Series 9 SpectralScan	no spectral scan
Series 9 StructureSize	512
Series 9 ThumbnailX	128
Series 9 ThumbnailY	128
Series 9 TimeInterval	1.0
Series 9 ToolbarFlags	0
Series 9 VoxelSizeX	1.7995371783466279
Series 9 VoxelSizeY	1.7995371783466279
Series 9 VoxelSizeZ	1.0
Timers ActivationNumber 1	0
Timers ActivationNumber 10	0
Timers ActivationNumber 11	0
Timers ActivationNumber 12	0
Timers ActivationNumber 13	0
Timers ActivationNumber 14	0
Timers ActivationNumber 15	0
Timers ActivationNumber 16	0
Timers ActivationNumber 17	0
Timers ActivationNumber 18	0
Timers ActivationNumber 19	0
Timers ActivationNumber 2	0
Timers ActivationNumber 20	0
Timers ActivationNumber 21	0
Timers ActivationNumber 22	0
Timers ActivationNumber 23	0
Timers ActivationNumber 24	0
Timers ActivationNumber 25	0
Timers ActivationNumber 26	0
Timers ActivationNumber 27	0
Timers ActivationNumber 28	0
Timers ActivationNumber 29	0
Timers ActivationNumber 3	0
Timers ActivationNumber 30	0
Timers ActivationNumber 31	0
Timers ActivationNumber 32	0
Timers ActivationNumber 33	0
Timers ActivationNumber 34	0
Timers ActivationNumber 35	0
Timers ActivationNumber 36	0
Timers ActivationNumber 37	0
Timers ActivationNumber 38	0
Timers ActivationNumber 39	0
Timers ActivationNumber 4	0
Timers ActivationNumber 40	0
Timers ActivationNumber 41	0
Timers ActivationNumber 42	0
Timers ActivationNumber 43	0
Timers ActivationNumber 44	0
Timers ActivationNumber 45	0
Timers ActivationNumber 46	0
Timers ActivationNumber 47	0
Timers ActivationNumber 48	0
Timers ActivationNumber 49	0
Timers ActivationNumber 5	0
Timers ActivationNumber 50	0
Timers ActivationNumber 51	0
Timers ActivationNumber 52	0
Timers ActivationNumber 53	0
Timers ActivationNumber 54	0
Timers ActivationNumber 55	0
Timers ActivationNumber 56	0
Timers ActivationNumber 57	0
Timers ActivationNumber 58	0
Timers ActivationNumber 59	0
Timers ActivationNumber 6	0
Timers ActivationNumber 60	0
Timers ActivationNumber 61	0
Timers ActivationNumber 62	0
Timers ActivationNumber 63	0
Timers ActivationNumber 64	0
Timers ActivationNumber 65	0
Timers ActivationNumber 66	0
Timers ActivationNumber 67	0
Timers ActivationNumber 68	0
Timers ActivationNumber 69	0
Timers ActivationNumber 7	0
Timers ActivationNumber 70	0
Timers ActivationNumber 71	0
Timers ActivationNumber 72	0
Timers ActivationNumber 8	0
Timers ActivationNumber 9	0
Timers ActivationTime 1	0.0
Timers ActivationTime 10	0.0
Timers ActivationTime 11	0.0
Timers ActivationTime 12	0.0
Timers ActivationTime 13	0.0
Timers ActivationTime 14	0.0
Timers ActivationTime 15	0.0
Timers ActivationTime 16	0.0
Timers ActivationTime 17	0.0
Timers ActivationTime 18	0.0
Timers ActivationTime 19	0.0
Timers ActivationTime 2	0.0
Timers ActivationTime 20	0.0
Timers ActivationTime 21	0.0
Timers ActivationTime 22	0.0
Timers ActivationTime 23	0.0
Timers ActivationTime 24	0.0
Timers ActivationTime 25	0.0
Timers ActivationTime 26	0.0
Timers ActivationTime 27	0.0
Timers ActivationTime 28	0.0
Timers ActivationTime 29	0.0
Timers ActivationTime 3	0.0
Timers ActivationTime 30	0.0
Timers ActivationTime 31	0.0
Timers ActivationTime 32	0.0
Timers ActivationTime 33	0.0
Timers ActivationTime 34	0.0
Timers ActivationTime 35	0.0
Timers ActivationTime 36	0.0
Timers ActivationTime 37	0.0
Timers ActivationTime 38	0.0
Timers ActivationTime 39	0.0
Timers ActivationTime 4	0.0
Timers ActivationTime 40	0.0
Timers ActivationTime 41	0.0
Timers ActivationTime 42	0.0
Timers ActivationTime 43	0.0
Timers ActivationTime 44	0.0
Timers ActivationTime 45	0.0
Timers ActivationTime 46	0.0
Timers ActivationTime 47	0.0
Timers ActivationTime 48	0.0
Timers ActivationTime 49	0.0
Timers ActivationTime 5	0.0
Timers ActivationTime 50	0.0
Timers ActivationTime 51	0.0
Timers ActivationTime 52	0.0
Timers ActivationTime 53	0.0
Timers ActivationTime 54	0.0
Timers ActivationTime 55	0.0
Timers ActivationTime 56	0.0
Timers ActivationTime 57	0.0
Timers ActivationTime 58	0.0
Timers ActivationTime 59	0.0
Timers ActivationTime 6	0.0
Timers ActivationTime 60	0.0
Timers ActivationTime 61	0.0
Timers ActivationTime 62	0.0
Timers ActivationTime 63	0.0
Timers ActivationTime 64	0.0
Timers ActivationTime 65	0.0
Timers ActivationTime 66	0.0
Timers ActivationTime 67	0.0
Timers ActivationTime 68	0.0
Timers ActivationTime 69	0.0
Timers ActivationTime 7	0.0
Timers ActivationTime 70	0.0
Timers ActivationTime 71	0.0
Timers ActivationTime 72	0.0
Timers ActivationTime 8	0.0
Timers ActivationTime 9	0.0
Timers IDRecording 1	1
Timers IDRecording 10	2
Timers IDRecording 11	2
Timers IDRecording 12	2
Timers IDRecording 13	3
Timers IDRecording 14	3
Timers IDRecording 15	3
Timers IDRecording 16	3
Timers IDRecording 17	3
Timers IDRecording 18	3
Timers IDRecording 19	4
Timers IDRecording 2	1
Timers IDRecording 20	4
Timers IDRecording 21	4
Timers IDRecording 22	4
Timers IDRecording 23	4
Timers IDRecording 24	4
Timers IDRecording 25	5
Timers IDRecording 26	5
Timers IDRecording 27	5
Timers IDRecording 28	5
Timers IDRecording 29	5
Timers IDRecording 3	1
Timers IDRecording 30	5
Timers IDRecording 31	6
Timers IDRecording 32	6
Timers IDRecording 33	6
Timers IDRecording 34	6
Timers IDRecording 35	6
Timers IDRecording 36	6
Timers IDRecording 37	7
Timers IDRecording 38	7
Timers IDRecording 39	7
Timers IDRecording 4	1
Timers IDRecording 40	7
Timers IDRecording 41	7
Timers IDRecording 42	7
Timers IDRecording 43	8
Timers IDRecording 44	8
Timers IDRecording 45	8
Timers IDRecording 46	8
Timers IDRecording 47	8
Timers IDRecording 48	8
Timers IDRecording 49	9
Timers IDRecording 5	1
Timers IDRecording 50	9
Timers IDRecording 51	9
Timers IDRecording 52	9
Timers IDRecording 53	9
Timers IDRecording 54	9
Timers IDRecording 55	10
Timers IDRecording 56	10
Timers IDRecording 57	10
Timers IDRecording 58	10
Timers IDRecording 59	10
Timers IDRecording 6	1
Timers IDRecording 60	10
Timers IDRecording 61	11
Timers IDRecording 62	11
Timers IDRecording 63	11
Timers IDRecording 64	11
Timers IDRecording 65	11
Timers IDRecording 66	11
Timers IDRecording 67	12
Timers IDRecording 68	12
Timers IDRecording 69	12
Timers IDRecording 7	2
Timers IDRecording 70	12
Timers IDRecording 71	12
Timers IDRecording 72	12
Timers IDRecording 8	2
Timers IDRecording 9	2
Timers Name 1	Timer1
Timers Name 10	Timer4
Timers Name 11	Timer5
Timers Name 12	Timer6
Timers Name 13	Timer1
Timers Name 14	Timer2
Timers Name 15	Timer3
Timers Name 16	Timer4
Timers Name 17	Timer5
Timers Name 18	Timer6
Timers Name 19	Timer1
Timers Name 2	Timer2
Timers Name 20	Timer2
Timers Name 21	Timer3
Timers Name 22	Timer4
Timers Name 23	Timer5
Timers Name 24	Timer6
Timers Name 25	Timer1
Timers Name 26	Timer2
Timers Name 27	Timer3
Timers Name 28	Timer4
Timers Name 29	Timer5
Timers Name 3	Timer3
Timers Name 30	Timer6
Timers Name 31	Timer1
Timers Name 32	Timer2
Timers Name 33	Timer3
Timers Name 34	Timer4
Timers Name 35	Timer5
Timers Name 36	Timer6
Timers Name 37	Timer1
Timers Name 38	Timer2
Timers Name 39	Timer3
Timers Name 4	Timer4
Timers Name 40	Timer4
Timers Name 41	Timer5
Timers Name 42	Timer6
Timers Name 43	Timer1
Timers Name 44	Timer2
Timers Name 45	Timer3
Timers Name 46	Timer4
Timers Name 47	Timer5
Timers Name 48	Timer6
Timers Name 49	Timer1
Timers Name 5	Timer5
Timers Name 50	Timer2
Timers Name 51	Timer3
Timers Name 52	Timer4
Timers Name 53	Timer5
Timers Name 54	Timer6
Timers Name 55	Timer1
Timers Name 56	Timer2
Timers Name 57	Timer3
Timers Name 58	Timer4
Timers Name 59	Timer5
Timers Name 6	Timer6
Timers Name 60	Timer6
Timers Name 61	Timer1
Timers Name 62	Timer2
Timers Name 63	Timer3
Timers Name 64	Timer4
Timers Name 65	Timer5
Timers Name 66	Timer6
Timers Name 67	Timer1
Timers Name 68	Timer2
Timers Name 69	Timer3
Timers Name 7	Timer1
Timers Name 70	Timer4
Timers Name 71	Timer5
Timers Name 72	Timer6
Timers Name 8	Timer2
Timers Name 9	Timer3
Timers TimeInterval 1	1.0
Timers TimeInterval 10	0.0
Timers TimeInterval 11	0.0
Timers TimeInterval 12	0.0
Timers TimeInterval 13	1.0
Timers TimeInterval 14	0.0
Timers TimeInterval 15	0.0
Timers TimeInterval 16	0.0
Timers TimeInterval 17	0.0
Timers TimeInterval 18	0.0
Timers TimeInterval 19	1.0
Timers TimeInterval 2	0.0
Timers TimeInterval 20	0.0
Timers TimeInterval 21	0.0
Timers TimeInterval 22	0.0
Timers TimeInterval 23	0.0
Timers TimeInterval 24	0.0
Timers TimeInterval 25	1.0
Timers TimeInterval 26	0.0
Timers TimeInterval 27	0.0
Timers TimeInterval 28	0.0
Timers TimeInterval 29	0.0
Timers TimeInterval 3	0.0
Timers TimeInterval 30	0.0
Timers TimeInterval 31	1.0
Timers TimeInterval 32	0.0
Timers TimeInterval 33	0.0
Timers TimeInterval 34	0.0
Timers TimeInterval 35	0.0
Timers TimeInterval 36	0.0
Timers TimeInterval 37	1.0
Timers TimeInterval 38	0.0
Timers TimeInterval 39	0.0
Timers TimeInterval 4	0.0
Timers TimeInterval 40	0.0
Timers TimeInterval 41	0.0
Timers TimeInterval 42	0.0
Timers TimeInterval 43	1.0
Timers TimeInterval 44	0.0
Timers TimeInterval 45	0.0
Timers TimeInterval 46	0.0
Timers TimeInterval 47	0.0
Timers TimeInterval 48	0.0
Timers TimeInterval 49	1.0
Timers TimeInterval 5	0.0
Timers TimeInterval 50	0.0
Timers TimeInterval 51	0.0
Timers TimeInterval 52	0.0
Timers TimeInterval 53	0.0
Timers TimeInterval 54	0.0
Timers TimeInterval 55	1.0
Timers TimeInterval 56	0.0
Timers TimeInterval 57	0.0
Timers TimeInterval 58	0.0
Timers TimeInterval 59	0.0
Timers TimeInterval 6	0.0
Timers TimeInterval 60	0.0
Timers TimeInterval 61	1.0
Timers TimeInterval 62	0.0
Timers TimeInterval 63	0.0
Timers TimeInterval 64	0.0
Timers TimeInterval 65	0.0
Timers TimeInterval 66	0.0
Timers TimeInterval 67	1.0
Timers TimeInterval 68	0.0
Timers TimeInterval 69	0.0
Timers TimeInterval 7	1.0
Timers TimeInterval 70	0.0
Timers TimeInterval 71	0.0
Timers TimeInterval 72	0.0
Timers TimeInterval 8	0.0
Timers TimeInterval 9	0.0
Timers TriggerIn 1	None
Timers TriggerIn 10	None
Timers TriggerIn 11	None
Timers TriggerIn 12	None
Timers TriggerIn 13	None
Timers TriggerIn 14	None
Timers TriggerIn 15	None
Timers TriggerIn 16	None
Timers TriggerIn 17	None
Timers TriggerIn 18	None
Timers TriggerIn 19	None
Timers TriggerIn 2	None
Timers TriggerIn 20	None
Timers TriggerIn 21	None
Timers TriggerIn 22	None
Timers TriggerIn 23	None
Timers TriggerIn 24	None
Timers TriggerIn 25	None
Timers TriggerIn 26	None
Timers TriggerIn 27	None
Timers TriggerIn 28	None
Timers TriggerIn 29	None
Timers TriggerIn 3	None
Timers TriggerIn 30	None
Timers TriggerIn 31	None
Timers TriggerIn 32	None
Timers TriggerIn 33	None
Timers TriggerIn 34	None
Timers TriggerIn 35	None
Timers TriggerIn 36	None
Timers TriggerIn 37	None
Timers TriggerIn 38	None
Timers TriggerIn 39	None
Timers TriggerIn 4	None
Timers TriggerIn 40	None
Timers TriggerIn 41	None
Timers TriggerIn 42	None
Timers TriggerIn 43	None
Timers TriggerIn 44	None
Timers TriggerIn 45	None
Timers TriggerIn 46	None
Timers TriggerIn 47	None
Timers TriggerIn 48	None
Timers TriggerIn 49	None
Timers TriggerIn 5	None
Timers TriggerIn 50	None
Timers TriggerIn 51	None
Timers TriggerIn 52	None
Timers TriggerIn 53	None
Timers TriggerIn 54	None
Timers TriggerIn 55	None
Timers TriggerIn 56	None
Timers TriggerIn 57	None
Timers TriggerIn 58	None
Timers TriggerIn 59	None
Timers TriggerIn 6	None
Timers TriggerIn 60	None
Timers TriggerIn 61	None
Timers TriggerIn 62	None
Timers TriggerIn 63	None
Timers TriggerIn 64	None
Timers TriggerIn 65	None
Timers TriggerIn 66	None
Timers TriggerIn 67	None
Timers TriggerIn 68	None
Timers TriggerIn 69	None
Timers TriggerIn 7	None
Timers TriggerIn 70	None
Timers TriggerIn 71	None
Timers TriggerIn 72	None
Timers TriggerIn 8	None
Timers TriggerIn 9	None
Timers TriggerOut 1	None
Timers TriggerOut 10	None
Timers TriggerOut 11	None
Timers TriggerOut 12	None
Timers TriggerOut 13	None
Timers TriggerOut 14	None
Timers TriggerOut 15	None
Timers TriggerOut 16	None
Timers TriggerOut 17	None
Timers TriggerOut 18	None
Timers TriggerOut 19	None
Timers TriggerOut 2	None
Timers TriggerOut 20	None
Timers TriggerOut 21	None
Timers TriggerOut 22	None
Timers TriggerOut 23	None
Timers TriggerOut 24	None
Timers TriggerOut 25	None
Timers TriggerOut 26	None
Timers TriggerOut 27	None
Timers TriggerOut 28	None
Timers TriggerOut 29	None
Timers TriggerOut 3	None
Timers TriggerOut 30	None
Timers TriggerOut 31	None
Timers TriggerOut 32	None
Timers TriggerOut 33	None
Timers TriggerOut 34	None
Timers TriggerOut 35	None
Timers TriggerOut 36	None
Timers TriggerOut 37	None
Timers TriggerOut 38	None
Timers TriggerOut 39	None
Timers TriggerOut 4	None
Timers TriggerOut 40	None
Timers TriggerOut 41	None
Timers TriggerOut 42	None
Timers TriggerOut 43	None
Timers TriggerOut 44	None
Timers TriggerOut 45	None
Timers TriggerOut 46	None
Timers TriggerOut 47	None
Timers TriggerOut 48	None
Timers TriggerOut 49	None
Timers TriggerOut 5	None
Timers TriggerOut 50	None
Timers TriggerOut 51	None
Timers TriggerOut 52	None
Timers TriggerOut 53	None
Timers TriggerOut 54	None
Timers TriggerOut 55	None
Timers TriggerOut 56	None
Timers TriggerOut 57	None
Timers TriggerOut 58	None
Timers TriggerOut 59	None
Timers TriggerOut 6	None
Timers TriggerOut 60	None
Timers TriggerOut 61	None
Timers TriggerOut 62	None
Timers TriggerOut 63	None
Timers TriggerOut 64	None
Timers TriggerOut 65	None
Timers TriggerOut 66	None
Timers TriggerOut 67	None
Timers TriggerOut 68	None
Timers TriggerOut 69	None
Timers TriggerOut 7	None
Timers TriggerOut 70	None
Timers TriggerOut 71	None
Timers TriggerOut 72	None
Timers TriggerOut 8	None
Timers TriggerOut 9	None
Tracks Acquire 1	1
Tracks Acquire 10	1
Tracks Acquire 11	1
Tracks Acquire 12	1
Tracks Acquire 13	1
Tracks Acquire 14	1
Tracks Acquire 15	1
Tracks Acquire 16	1
Tracks Acquire 17	1
Tracks Acquire 18	1
Tracks Acquire 19	1
Tracks Acquire 2	1
Tracks Acquire 20	1
Tracks Acquire 21	1
Tracks Acquire 22	1
Tracks Acquire 23	1
Tracks Acquire 24	1
Tracks Acquire 25	1
Tracks Acquire 26	1
Tracks Acquire 27	1
Tracks Acquire 28	1
Tracks Acquire 29	1
Tracks Acquire 3	1
Tracks Acquire 30	1
Tracks Acquire 31	1
Tracks Acquire 32	1
Tracks Acquire 33	1
Tracks Acquire 34	1
Tracks Acquire 35	1
Tracks Acquire 36	1
Tracks Acquire 37	1
Tracks Acquire 38	1
Tracks Acquire 39	1
Tracks Acquire 4	1
Tracks Acquire 40	1
Tracks Acquire 41	1
Tracks Acquire 42	1
Tracks Acquire 43	1
Tracks Acquire 44	1
Tracks Acquire 45	1
Tracks Acquire 46	1
Tracks Acquire 47	1
Tracks Acquire 48	1
Tracks Acquire 49	1
Tracks Acquire 5	1
Tracks Acquire 50	1
Tracks Acquire 51	1
Tracks Acquire 52	1
Tracks Acquire 53	1
Tracks Acquire 54	1
Tracks Acquire 55	1
Tracks Acquire 56	1
Tracks Acquire 57	1
Tracks Acquire 58	1
Tracks Acquire 59	1
Tracks Acquire 6	1
Tracks Acquire 60	1
Tracks Acquire 7	1
Tracks Acquire 8	1
Tracks Acquire 9	1
Tracks BleachCount 1	1
Tracks BleachCount 10	1
Tracks BleachCount 11	1
Tracks BleachCount 12	1
Tracks BleachCount 13	1
Tracks BleachCount 14	1
Tracks BleachCount 15	1
Tracks BleachCount 16	1
Tracks BleachCount 17	1
Tracks BleachCount 18	1
Tracks BleachCount 19	1
Tracks BleachCount 2	1
Tracks BleachCount 20	1
Tracks BleachCount 21	1
Tracks BleachCount 22	1
Tracks BleachCount 23	1
Tracks BleachCount 24	1
Tracks BleachCount 25	1
Tracks BleachCount 26	1
Tracks BleachCount 27	1
Tracks BleachCount 28	1
Tracks BleachCount 29	1
Tracks BleachCount 3	1
Tracks BleachCount 30	1
Tracks BleachCount 31	1
Tracks BleachCount 32	1
Tracks BleachCount 33	1
Tracks BleachCount 34	1
Tracks BleachCount 35	1
Tracks BleachCount 36	1
Tracks BleachCount 37	1
Tracks BleachCount 38	1
Tracks BleachCount 39	1
Tracks BleachCount 4	1
Tracks BleachCount 40	1
Tracks BleachCount 41	1
Tracks BleachCount 42	1
Tracks BleachCount 43	1
Tracks BleachCount 44	1
Tracks BleachCount 45	1
Tracks BleachCount 46	1
Tracks BleachCount 47	1
Tracks BleachCount 48	1
Tracks BleachCount 49	1
Tracks BleachCount 5	1
Tracks BleachCount 50	1
Tracks BleachCount 51	1
Tracks BleachCount 52	1
Tracks BleachCount 53	1
Tracks BleachCount 54	1
Tracks BleachCount 55	1
Tracks BleachCount 56	1
Tracks BleachCount 57	1
Tracks BleachCount 58	1
Tracks BleachCount 59	1
Tracks BleachCount 6	1
Tracks BleachCount 60	1
Tracks BleachCount 7	1
Tracks BleachCount 8	1
Tracks BleachCount 9	1
Tracks BleachPositionZ 1	0.0
Tracks BleachPositionZ 10	0.0
Tracks BleachPositionZ 11	0.0
Tracks BleachPositionZ 12	0.0
Tracks BleachPositionZ 13	0.0
Tracks BleachPositionZ 14	0.0
Tracks BleachPositionZ 15	0.0
Tracks BleachPositionZ 16	0.0
Tracks BleachPositionZ 17	0.0
Tracks BleachPositionZ 18	0.0
Tracks BleachPositionZ 19	0.0
Tracks BleachPositionZ 2	0.0
Tracks BleachPositionZ 20	0.0
Tracks BleachPositionZ 21	0.0
Tracks BleachPositionZ 22	0.0
Tracks BleachPositionZ 23	0.0
Tracks BleachPositionZ 24	0.0
Tracks BleachPositionZ 25	0.0
Tracks BleachPositionZ 26	0.0
Tracks BleachPositionZ 27	0.0
Tracks BleachPositionZ 28	0.0
Tracks BleachPositionZ 29	0.0
Tracks BleachPositionZ 3	0.0
Tracks BleachPositionZ 30	0.0
Tracks BleachPositionZ 31	0.0
Tracks BleachPositionZ 32	0.0
Tracks BleachPositionZ 33	0.0
Tracks BleachPositionZ 34	0.0
Tracks BleachPositionZ 35	0.0
Tracks BleachPositionZ 36	0.0
Tracks BleachPositionZ 37	0.0
Tracks BleachPositionZ 38	0.0
Tracks BleachPositionZ 39	0.0
Tracks BleachPositionZ 4	0.0
Tracks BleachPositionZ 40	0.0
Tracks BleachPositionZ 41	0.0
Tracks BleachPositionZ 42	0.0
Tracks BleachPositionZ 43	0.0
Tracks BleachPositionZ 44	0.0
Tracks BleachPositionZ 45	0.0
Tracks BleachPositionZ 46	0.0
Tracks BleachPositionZ 47	0.0
Tracks BleachPositionZ 48	0.0
Tracks BleachPositionZ 49	0.0
Tracks BleachPositionZ 5	0.0
Tracks BleachPositionZ 50	0.0
Tracks BleachPositionZ 51	0.0
Tracks BleachPositionZ 52	0.0
Tracks BleachPositionZ 53	0.0
Tracks BleachPositionZ 54	0.0
Tracks BleachPositionZ 55	0.0
Tracks BleachPositionZ 56	0.0
Tracks BleachPositionZ 57	0.0
Tracks BleachPositionZ 58	0.0
Tracks BleachPositionZ 59	0.0
Tracks BleachPositionZ 6	0.0
Tracks BleachPositionZ 60	0.0
Tracks BleachPositionZ 7	0.0
Tracks BleachPositionZ 8	0.0
Tracks BleachPositionZ 9	0.0
Tracks BleachRepeat 1	0
Tracks BleachRepeat 10	0
Tracks BleachRepeat 11	0
Tracks BleachRepeat 12	0
Tracks BleachRepeat 13	0
Tracks BleachRepeat 14	0
Tracks BleachRepeat 15	0
Tracks BleachRepeat 16	0
Tracks BleachRepeat 17	0
Tracks BleachRepeat 18	0
Tracks BleachRepeat 19	0
Tracks BleachRepeat 2	0
Tracks BleachRepeat 20	0
Tracks BleachRepeat 21	0
Tracks BleachRepeat 22	0
Tracks BleachRepeat 23	0
Tracks BleachRepeat 24	0
Tracks BleachRepeat 25	0
Tracks BleachRepeat 26	0
Tracks BleachRepeat 27	0
Tracks BleachRepeat 28	0
Tracks BleachRepeat 29	0
Tracks BleachRepeat 3	0
Tracks BleachRepeat 30	0
Tracks BleachRepeat 31	0
Tracks BleachRepeat 32	0
Tracks BleachRepeat 33	0
Tracks BleachRepeat 34	0
Tracks BleachRepeat 35	0
Tracks BleachRepeat 36	0
Tracks BleachRepeat 37	0
Tracks BleachRepeat 38	0
Tracks BleachRepeat 39	0
Tracks BleachRepeat 4	0
Tracks BleachRepeat 40	0
Tracks BleachRepeat 41	0
Tracks BleachRepeat 42	0
Tracks BleachRepeat 43	0
Tracks BleachRepeat 44	0
Tracks BleachRepeat 45	0
Tracks BleachRepeat 46	0
Tracks BleachRepeat 47	0
Tracks BleachRepeat 48	0
Tracks BleachRepeat 49	0
Tracks BleachRepeat 5	0
Tracks BleachRepeat 50	0
Tracks BleachRepeat 51	0
Tracks BleachRepeat 52	0
Tracks BleachRepeat 53	0
Tracks BleachRepeat 54	0
Tracks BleachRepeat 55	0
Tracks BleachRepeat 56	0
Tracks BleachRepeat 57	0
Tracks BleachRepeat 58	0
Tracks BleachRepeat 59	0
Tracks BleachRepeat 6	0
Tracks BleachRepeat 60	0
Tracks BleachRepeat 7	0
Tracks BleachRepeat 8	0
Tracks BleachRepeat 9	0
Tracks BleachScanNumber 1	1
Tracks BleachScanNumber 10	1
Tracks BleachScanNumber 11	1
Tracks BleachScanNumber 12	1
Tracks BleachScanNumber 13	1
Tracks BleachScanNumber 14	1
Tracks BleachScanNumber 15	1
Tracks BleachScanNumber 16	1
Tracks BleachScanNumber 17	1
Tracks BleachScanNumber 18	1
Tracks BleachScanNumber 19	1
Tracks BleachScanNumber 2	1
Tracks BleachScanNumber 20	1
Tracks BleachScanNumber 21	1
Tracks BleachScanNumber 22	1
Tracks BleachScanNumber 23	1
Tracks BleachScanNumber 24	1
Tracks BleachScanNumber 25	1
Tracks BleachScanNumber 26	1
Tracks BleachScanNumber 27	1
Tracks BleachScanNumber 28	1
Tracks BleachScanNumber 29	1
Tracks BleachScanNumber 3	1
Tracks BleachScanNumber 30	1
Tracks BleachScanNumber 31	1
Tracks BleachScanNumber 32	1
Tracks BleachScanNumber 33	1
Tracks BleachScanNumber 34	1
Tracks BleachScanNumber 35	1
Tracks BleachScanNumber 36	1
Tracks BleachScanNumber 37	1
Tracks BleachScanNumber 38	1
Tracks BleachScanNumber 39	1
Tracks BleachScanNumber 4	1
Tracks BleachScanNumber 40	1
Tracks BleachScanNumber 41	1
Tracks BleachScanNumber 42	1
Tracks BleachScanNumber 43	1
Tracks BleachScanNumber 44	1
Tracks BleachScanNumber 45	1
Tracks BleachScanNumber 46	1
Tracks BleachScanNumber 47	1
Tracks BleachScanNumber 48	1
Tracks BleachScanNumber 49	1
Tracks BleachScanNumber 5	1
Tracks BleachScanNumber 50	1
Tracks BleachScanNumber 51	1
Tracks BleachScanNumber 52	1
Tracks BleachScanNumber 53	1
Tracks BleachScanNumber 54	1
Tracks BleachScanNumber 55	1
Tracks BleachScanNumber 56	1
Tracks BleachScanNumber 57	1
Tracks BleachScanNumber 58	1
Tracks BleachScanNumber 59	1
Tracks BleachScanNumber 6	1
Tracks BleachScanNumber 60	1
Tracks BleachScanNumber 7	1
Tracks BleachScanNumber 8	1
Tracks BleachScanNumber 9	1
Tracks CollimatorPosition1 1	1
Tracks CollimatorPosition1 10	1
Tracks CollimatorPosition1 11	1
Tracks CollimatorPosition1 12	1
Tracks CollimatorPosition1 13	0
Tracks CollimatorPosition1 14	1
Tracks CollimatorPosition1 15	1
Tracks CollimatorPosition1 16	1
Tracks CollimatorPosition1 17	1
Tracks CollimatorPosition1 18	0
Tracks CollimatorPosition1 19	1
Tracks CollimatorPosition1 2	1
Tracks CollimatorPosition1 20	1
Tracks CollimatorPosition1 21	1
Tracks CollimatorPosition1 22	1
Tracks CollimatorPosition1 23	0
Tracks CollimatorPosition1 24	1
Tracks CollimatorPosition1 25	1
Tracks CollimatorPosition1 26	1
Tracks CollimatorPosition1 27	1
Tracks CollimatorPosition1 28	0
Tracks CollimatorPosition1 29	1
Tracks CollimatorPosition1 3	0
Tracks CollimatorPosition1 30	1
Tracks CollimatorPosition1 31	1
Tracks CollimatorPosition1 32	1
Tracks CollimatorPosition1 33	0
Tracks CollimatorPosition1 34	1
Tracks CollimatorPosition1 35	1
Tracks CollimatorPosition1 36	1
Tracks CollimatorPosition1 37	1
Tracks CollimatorPosition1 38	0
Tracks CollimatorPosition1 39	1
Tracks CollimatorPosition1 4	1
Tracks CollimatorPosition1 40	1
Tracks CollimatorPosition1 41	1
Tracks CollimatorPosition1 42	1
Tracks CollimatorPosition1 43	0
Tracks CollimatorPosition1 44	1
Tracks CollimatorPosition1 45	1
Tracks CollimatorPosition1 46	1
Tracks CollimatorPosition1 47	1
Tracks CollimatorPosition1 48	0
Tracks CollimatorPosition1 49	1
Tracks CollimatorPosition1 5	1
Tracks CollimatorPosition1 50	1
Tracks CollimatorPosition1 51	1
Tracks CollimatorPosition1 52	1
Tracks CollimatorPosition1 53	0
Tracks CollimatorPosition1 54	1
Tracks CollimatorPosition1 55	1
Tracks CollimatorPosition1 56	1
Tracks CollimatorPosition1 57	1
Tracks CollimatorPosition1 58	0
Tracks CollimatorPosition1 59	1
Tracks CollimatorPosition1 6	1
Tracks CollimatorPosition1 60	1
Tracks CollimatorPosition1 7	1
Tracks CollimatorPosition1 8	0
Tracks CollimatorPosition1 9	1
Tracks CollimatorPosition2 1	52
Tracks CollimatorPosition2 10	52
Tracks CollimatorPosition2 11	52
Tracks CollimatorPosition2 12	52
Tracks CollimatorPosition2 13	0
Tracks CollimatorPosition2 14	52
Tracks CollimatorPosition2 15	52
Tracks CollimatorPosition2 16	52
Tracks CollimatorPosition2 17	52
Tracks CollimatorPosition2 18	0
Tracks CollimatorPosition2 19	52
Tracks CollimatorPosition2 2	52
Tracks CollimatorPosition2 20	52
Tracks CollimatorPosition2 21	52
Tracks CollimatorPosition2 22	52
Tracks CollimatorPosition2 23	0
Tracks CollimatorPosition2 24	52
Tracks CollimatorPosition2 25	52
Tracks CollimatorPosition2 26	52
Tracks CollimatorPosition2 27	52
Tracks CollimatorPosition2 28	0
Tracks CollimatorPosition2 29	52
Tracks CollimatorPosition2 3	0
Tracks CollimatorPosition2 30	52
Tracks CollimatorPosition2 31	52
Tracks CollimatorPosition2 32	52
Tracks CollimatorPosition2 33	0
Tracks CollimatorPosition2 34	52
Tracks CollimatorPosition2 35	52
Tracks CollimatorPosition2 36	52
Tracks CollimatorPosition2 37	52
Tracks CollimatorPosition2 38	0
Tracks CollimatorPosition2 39	52
Tracks CollimatorPosition2 4	52
Tracks CollimatorPosition2 40	52
Tracks CollimatorPosition2 41	52
Tracks CollimatorPosition2 42	52
Tracks CollimatorPosition2 43	0
Tracks CollimatorPosition2 44	52
Tracks CollimatorPosition2 45	52
Tracks CollimatorPosition2 46	52
Tracks CollimatorPosition2 47	52
Tracks CollimatorPosition2 48	0
Tracks CollimatorPosition2 49	52
Tracks CollimatorPosition2 5	52
Tracks CollimatorPosition2 50	52
Tracks CollimatorPosition2 51	52
Tracks CollimatorPosition2 52	52
Tracks CollimatorPosition2 53	0
Tracks CollimatorPosition2 54	52
Tracks CollimatorPosition2 55	52
Tracks CollimatorPosition2 56	52
Tracks CollimatorPosition2 57	52
Tracks CollimatorPosition2 58	0
Tracks CollimatorPosition2 59	52
Tracks CollimatorPosition2 6	52
Tracks CollimatorPosition2 60	52
Tracks CollimatorPosition2 7	52
Tracks CollimatorPosition2 8	0
Tracks CollimatorPosition2 9	52
Tracks CondensorApertureValue 1	0.0
Tracks CondensorApertureValue 10	0.0
Tracks CondensorApertureValue 11	0.0
Tracks CondensorApertureValue 12	0.0
Tracks CondensorApertureValue 13	1.0
Tracks CondensorApertureValue 14	0.0
Tracks CondensorApertureValue 15	0.0
Tracks CondensorApertureValue 16	0.0
Tracks CondensorApertureValue 17	0.0
Tracks CondensorApertureValue 18	1.0
Tracks CondensorApertureValue 19	0.0
Tracks CondensorApertureValue 2	0.0
Tracks CondensorApertureValue 20	0.0
Tracks CondensorApertureValue 21	0.0
Tracks CondensorApertureValue 22	0.0
Tracks CondensorApertureValue 23	1.0
Tracks CondensorApertureValue 24	0.0
Tracks CondensorApertureValue 25	0.0
Tracks CondensorApertureValue 26	0.0
Tracks CondensorApertureValue 27	0.0
Tracks CondensorApertureValue 28	1.0
Tracks CondensorApertureValue 29	0.0
Tracks CondensorApertureValue 3	1.0
Tracks CondensorApertureValue 30	0.0
Tracks CondensorApertureValue 31	0.0
Tracks CondensorApertureValue 32	0.0
Tracks CondensorApertureValue 33	1.0
Tracks CondensorApertureValue 34	0.0
Tracks CondensorApertureValue 35	0.0
Tracks CondensorApertureValue 36	0.0
Tracks CondensorApertureValue 37	0.0
Tracks CondensorApertureValue 38	1.0
Tracks CondensorApertureValue 39	0.0
Tracks CondensorApertureValue 4	0.0
Tracks CondensorApertureValue 40	0.0
Tracks CondensorApertureValue 41	0.0
Tracks CondensorApertureValue 42	0.0
Tracks CondensorApertureValue 43	1.0
Tracks CondensorApertureValue 44	0.0
Tracks CondensorApertureValue 45	0.0
Tracks CondensorApertureValue 46	0.0
Tracks CondensorApertureValue 47	0.0
Tracks CondensorApertureValue 48	1.0
Tracks CondensorApertureValue 49	0.0
Tracks CondensorApertureValue 5	0.0
Tracks CondensorApertureValue 50	0.0
Tracks CondensorApertureValue 51	0.0
Tracks CondensorApertureValue 52	0.0
Tracks CondensorApertureValue 53	1.0
Tracks CondensorApertureValue 54	0.0
Tracks CondensorApertureValue 55	0.0
Tracks CondensorApertureValue 56	0.0
Tracks CondensorApertureValue 57	0.0
Tracks CondensorApertureValue 58	1.0
Tracks CondensorApertureValue 59	0.0
Tracks CondensorApertureValue 6	0.0
Tracks CondensorApertureValue 60	0.0
Tracks CondensorApertureValue 7	0.0
Tracks CondensorApertureValue 8	1.0
Tracks CondensorApertureValue 9	0.0
Tracks CondensorFrontlensPosition 1	0
Tracks CondensorFrontlensPosition 10	0
Tracks CondensorFrontlensPosition 11	0
Tracks CondensorFrontlensPosition 12	0
Tracks CondensorFrontlensPosition 13	0
Tracks CondensorFrontlensPosition 14	0
Tracks CondensorFrontlensPosition 15	0
Tracks CondensorFrontlensPosition 16	0
Tracks CondensorFrontlensPosition 17	0
Tracks CondensorFrontlensPosition 18	0
Tracks CondensorFrontlensPosition 19	0
Tracks CondensorFrontlensPosition 2	0
Tracks CondensorFrontlensPosition 20	0
Tracks CondensorFrontlensPosition 21	0
Tracks CondensorFrontlensPosition 22	0
Tracks CondensorFrontlensPosition 23	0
Tracks CondensorFrontlensPosition 24	0
Tracks CondensorFrontlensPosition 25	0
Tracks CondensorFrontlensPosition 26	0
Tracks CondensorFrontlensPosition 27	0
Tracks CondensorFrontlensPosition 28	0
Tracks CondensorFrontlensPosition 29	0
Tracks CondensorFrontlensPosition 3	0
Tracks CondensorFrontlensPosition 30	0
Tracks CondensorFrontlensPosition 31	0
Tracks CondensorFrontlensPosition 32	0
Tracks CondensorFrontlensPosition 33	0
Tracks CondensorFrontlensPosition 34	0
Tracks CondensorFrontlensPosition 35	0
Tracks CondensorFrontlensPosition 36	0
Tracks CondensorFrontlensPosition 37	0
Tracks CondensorFrontlensPosition 38	0
Tracks CondensorFrontlensPosition 39	0
Tracks CondensorFrontlensPosition 4	0
Tracks CondensorFrontlensPosition 40	0
Tracks CondensorFrontlensPosition 41	0
Tracks CondensorFrontlensPosition 42	0
Tracks CondensorFrontlensPosition 43	0
Tracks CondensorFrontlensPosition 44	0
Tracks CondensorFrontlensPosition 45	0
Tracks CondensorFrontlensPosition 46	0
Tracks CondensorFrontlensPosition 47	0
Tracks CondensorFrontlensPosition 48	0
Tracks CondensorFrontlensPosition 49	0
Tracks CondensorFrontlensPosition 5	0
Tracks CondensorFrontlensPosition 50	0
Tracks CondensorFrontlensPosition 51	0
Tracks CondensorFrontlensPosition 52	0
Tracks CondensorFrontlensPosition 53	0
Tracks CondensorFrontlensPosition 54	0
Tracks CondensorFrontlensPosition 55	0
Tracks CondensorFrontlensPosition 56	0
Tracks CondensorFrontlensPosition 57	0
Tracks CondensorFrontlensPosition 58	0
Tracks CondensorFrontlensPosition 59	0
Tracks CondensorFrontlensPosition 6	0
Tracks CondensorFrontlensPosition 60	0
Tracks CondensorFrontlensPosition 7	0
Tracks CondensorFrontlensPosition 8	0
Tracks CondensorFrontlensPosition 9	0
Tracks EnableSpotBleachPosition 1	0
Tracks EnableSpotBleachPosition 10	0
Tracks EnableSpotBleachPosition 11	0
Tracks EnableSpotBleachPosition 12	0
Tracks EnableSpotBleachPosition 13	0
Tracks EnableSpotBleachPosition 14	0
Tracks EnableSpotBleachPosition 15	0
Tracks EnableSpotBleachPosition 16	0
Tracks EnableSpotBleachPosition 17	0
Tracks EnableSpotBleachPosition 18	0
Tracks EnableSpotBleachPosition 19	0
Tracks EnableSpotBleachPosition 2	0
Tracks EnableSpotBleachPosition 20	0
Tracks EnableSpotBleachPosition 21	0
Tracks EnableSpotBleachPosition 22	0
Tracks EnableSpotBleachPosition 23	0
Tracks EnableSpotBleachPosition 24	0
Tracks EnableSpotBleachPosition 25	0
Tracks EnableSpotBleachPosition 26	0
Tracks EnableSpotBleachPosition 27	0
Tracks EnableSpotBleachPosition 28	0
Tracks EnableSpotBleachPosition 29	0
Tracks EnableSpotBleachPosition 3	0
Tracks EnableSpotBleachPosition 30	0
Tracks EnableSpotBleachPosition 31	0
Tracks EnableSpotBleachPosition 32	0
Tracks EnableSpotBleachPosition 33	0
Tracks EnableSpotBleachPosition 34	0
Tracks EnableSpotBleachPosition 35	0
Tracks EnableSpotBleachPosition 36	0
Tracks EnableSpotBleachPosition 37	0
Tracks EnableSpotBleachPosition 38	0
Tracks EnableSpotBleachPosition 39	0
Tracks EnableSpotBleachPosition 4	0
Tracks EnableSpotBleachPosition 40	0
Tracks EnableSpotBleachPosition 41	0
Tracks EnableSpotBleachPosition 42	0
Tracks EnableSpotBleachPosition 43	0
Tracks EnableSpotBleachPosition 44	0
Tracks EnableSpotBleachPosition 45	0
Tracks EnableSpotBleachPosition 46	0
Tracks EnableSpotBleachPosition 47	0
Tracks EnableSpotBleachPosition 48	0
Tracks EnableSpotBleachPosition 49	0
Tracks EnableSpotBleachPosition 5	0
Tracks EnableSpotBleachPosition 50	0
Tracks EnableSpotBleachPosition 51	0
Tracks EnableSpotBleachPosition 52	0
Tracks EnableSpotBleachPosition 53	0
Tracks EnableSpotBleachPosition 54	0
Tracks EnableSpotBleachPosition 55	0
Tracks EnableSpotBleachPosition 56	0
Tracks EnableSpotBleachPosition 57	0
Tracks EnableSpotBleachPosition 58	0
Tracks EnableSpotBleachPosition 59	0
Tracks EnableSpotBleachPosition 6	0
Tracks EnableSpotBleachPosition 60	0
Tracks EnableSpotBleachPosition 7	0
Tracks EnableSpotBleachPosition 8	0
Tracks EnableSpotBleachPosition 9	0
Tracks FieldStop 1	LFB1
Tracks FieldStop 10	LFB1
Tracks FieldStop 11	LFB1
Tracks FieldStop 12	LFB1
Tracks FieldStop 14	LFB1
Tracks FieldStop 15	LFB1
Tracks FieldStop 16	LFB1
Tracks FieldStop 17	LFB1
Tracks FieldStop 19	LFB1
Tracks FieldStop 2	LFB1
Tracks FieldStop 20	LFB1
Tracks FieldStop 21	LFB1
Tracks FieldStop 22	LFB1
Tracks FieldStop 24	LFB1
Tracks FieldStop 25	LFB1
Tracks FieldStop 26	LFB1
Tracks FieldStop 27	LFB1
Tracks FieldStop 29	LFB1
Tracks FieldStop 30	LFB1
Tracks FieldStop 31	LFB1
Tracks FieldStop 32	LFB1
Tracks FieldStop 34	LFB1
Tracks FieldStop 35	LFB1
Tracks FieldStop 36	LFB1
Tracks FieldStop 37	LFB1
Tracks FieldStop 39	LFB1
Tracks FieldStop 4	LFB1
Tracks FieldStop 40	LFB1
Tracks FieldStop 41	LFB1
Tracks FieldStop 42	LFB1
Tracks FieldStop 44	LFB1
Tracks FieldStop 45	LFB1
Tracks FieldStop 46	LFB1
Tracks FieldStop 47	LFB1
Tracks FieldStop 49	LFB1
Tracks FieldStop 5	LFB1
Tracks FieldStop 50	LFB1
Tracks FieldStop 51	LFB1
Tracks FieldStop 52	LFB1
Tracks FieldStop 54	LFB1
Tracks FieldStop 55	LFB1
Tracks FieldStop 56	LFB1
Tracks FieldStop 57	LFB1
Tracks FieldStop 59	LFB1
Tracks FieldStop 6	LFB1
Tracks FieldStop 60	LFB1
Tracks FieldStop 7	LFB1
Tracks FieldStop 9	LFB1
Tracks FieldStopValue 1	98.27235772357723
Tracks FieldStopValue 10	98.27235772357723
Tracks FieldStopValue 11	98.27235772357723
Tracks FieldStopValue 12	98.27235772357723
Tracks FieldStopValue 13	100.0
Tracks FieldStopValue 14	98.27235772357723
Tracks FieldStopValue 15	98.27235772357723
Tracks FieldStopValue 16	98.27235772357723
Tracks FieldStopValue 17	98.27235772357723
Tracks FieldStopValue 18	100.0
Tracks FieldStopValue 19	98.27235772357723
Tracks FieldStopValue 2	98.27235772357723
Tracks FieldStopValue 20	98.27235772357723
Tracks FieldStopValue 21	98.27235772357723
Tracks FieldStopValue 22	98.27235772357723
Tracks FieldStopValue 23	98.27235772357723
Tracks FieldStopValue 24	98.27235772357723
Tracks FieldStopValue 25	98.27235772357723
Tracks FieldStopValue 26	98.27235772357723
Tracks FieldStopValue 27	98.27235772357723
Tracks FieldStopValue 28	98.27235772357723
Tracks FieldStopValue 29	98.27235772357723
Tracks FieldStopValue 3	100.0
Tracks FieldStopValue 30	98.27235772357723
Tracks FieldStopValue 31	98.27235772357723
Tracks FieldStopValue 32	98.27235772357723
Tracks FieldStopValue 33	98.27235772357723
Tracks FieldStopValue 34	98.27235772357723
Tracks FieldStopValue 35	98.27235772357723
Tracks FieldStopValue 36	98.27235772357723
Tracks FieldStopValue 37	98.27235772357723
Tracks FieldStopValue 38	98.27235772357723
Tracks FieldStopValue 39	98.27235772357723
Tracks FieldStopValue 4	98.27235772357723
Tracks FieldStopValue 40	98.27235772357723
Tracks FieldStopValue 41	98.27235772357723
Tracks FieldStopValue 42	98.27235772357723
Tracks FieldStopValue 43	100.0
Tracks FieldStopValue 44	98.27235772357723
Tracks FieldStopValue 45	98.27235772357723
Tracks FieldStopValue 46	98.27235772357723
Tracks FieldStopValue 47	98.27235772357723
Tracks FieldStopValue 48	98.27235772357723
Tracks FieldStopValue 49	98.27235772357723
Tracks FieldStopValue 5	98.27235772357723
Tracks FieldStopValue 50	98.27235772357723
Tracks FieldStopValue 51	98.27235772357723
Tracks FieldStopValue 52	98.27235772357723
Tracks FieldStopValue 53	98.27235772357723
Tracks FieldStopValue 54	98.27235772357723
Tracks FieldStopValue 55	98.27235772357723
Tracks FieldStopValue 56	98.27235772357723
Tracks FieldStopValue 57	98.27235772357723
Tracks FieldStopValue 58	98.27235772357723
Tracks FieldStopValue 59	98.27235772357723
Tracks FieldStopValue 6	98.27235772357723
Tracks FieldStopValue 60	98.27235772357723
Tracks FieldStopValue 7	98.27235772357723
Tracks FieldStopValue 8	100.0
Tracks FieldStopValue 9	98.27235772357723
Tracks IDAvailableCollimator1 1	IR/Vis
Tracks IDAvailableCollimator1 10	IR/Vis
Tracks IDAvailableCollimator1 11	IR/Vis
Tracks IDAvailableCollimator1 12	IR/Vis
Tracks IDAvailableCollimator1 14	IR/Vis
Tracks IDAvailableCollimator1 15	IR/Vis
Tracks IDAvailableCollimator1 16	IR/Vis
Tracks IDAvailableCollimator1 17	IR/Vis
Tracks IDAvailableCollimator1 19	IR/Vis
Tracks IDAvailableCollimator1 2	IR/Vis
Tracks IDAvailableCollimator1 20	IR/Vis
Tracks IDAvailableCollimator1 21	IR/Vis
Tracks IDAvailableCollimator1 22	IR/Vis
Tracks IDAvailableCollimator1 24	IR/Vis
Tracks IDAvailableCollimator1 25	IR/Vis
Tracks IDAvailableCollimator1 26	IR/Vis
Tracks IDAvailableCollimator1 27	IR/Vis
Tracks IDAvailableCollimator1 29	IR/Vis
Tracks IDAvailableCollimator1 30	IR/Vis
Tracks IDAvailableCollimator1 31	IR/Vis
Tracks IDAvailableCollimator1 32	IR/Vis
Tracks IDAvailableCollimator1 34	IR/Vis
Tracks IDAvailableCollimator1 35	IR/Vis
Tracks IDAvailableCollimator1 36	IR/Vis
Tracks IDAvailableCollimator1 37	IR/Vis
Tracks IDAvailableCollimator1 39	IR/Vis
Tracks IDAvailableCollimator1 4	IR/Vis
Tracks IDAvailableCollimator1 40	IR/Vis
Tracks IDAvailableCollimator1 41	IR/Vis
Tracks IDAvailableCollimator1 42	IR/Vis
Tracks IDAvailableCollimator1 44	IR/Vis
Tracks IDAvailableCollimator1 45	IR/Vis
Tracks IDAvailableCollimator1 46	IR/Vis
Tracks IDAvailableCollimator1 47	IR/Vis
Tracks IDAvailableCollimator1 49	IR/Vis
Tracks IDAvailableCollimator1 5	IR/Vis
Tracks IDAvailableCollimator1 50	IR/Vis
Tracks IDAvailableCollimator1 51	IR/Vis
Tracks IDAvailableCollimator1 52	IR/Vis
Tracks IDAvailableCollimator1 54	IR/Vis
Tracks IDAvailableCollimator1 55	IR/Vis
Tracks IDAvailableCollimator1 56	IR/Vis
Tracks IDAvailableCollimator1 57	IR/Vis
Tracks IDAvailableCollimator1 59	IR/Vis
Tracks IDAvailableCollimator1 6	IR/Vis
Tracks IDAvailableCollimator1 60	IR/Vis
Tracks IDAvailableCollimator1 7	IR/Vis
Tracks IDAvailableCollimator1 9	IR/Vis
Tracks IDAvailableCollimator2 1	UV/Vis
Tracks IDAvailableCollimator2 10	UV/Vis
Tracks IDAvailableCollimator2 11	UV/Vis
Tracks IDAvailableCollimator2 12	UV/Vis
Tracks IDAvailableCollimator2 14	UV/Vis
Tracks IDAvailableCollimator2 15	UV/Vis
Tracks IDAvailableCollimator2 16	UV/Vis
Tracks IDAvailableCollimator2 17	UV/Vis
Tracks IDAvailableCollimator2 19	UV/Vis
Tracks IDAvailableCollimator2 2	UV/Vis
Tracks IDAvailableCollimator2 20	UV/Vis
Tracks IDAvailableCollimator2 21	UV/Vis
Tracks IDAvailableCollimator2 22	UV/Vis
Tracks IDAvailableCollimator2 24	UV/Vis
Tracks IDAvailableCollimator2 25	UV/Vis
Tracks IDAvailableCollimator2 26	UV/Vis
Tracks IDAvailableCollimator2 27	UV/Vis
Tracks IDAvailableCollimator2 29	UV/Vis
Tracks IDAvailableCollimator2 30	UV/Vis
Tracks IDAvailableCollimator2 31	UV/Vis
Tracks IDAvailableCollimator2 32	UV/Vis
Tracks IDAvailableCollimator2 34	UV/Vis
Tracks IDAvailableCollimator2 35	UV/Vis
Tracks IDAvailableCollimator2 36	UV/Vis
Tracks IDAvailableCollimator2 37	UV/Vis
Tracks IDAvailableCollimator2 39	UV/Vis
Tracks IDAvailableCollimator2 4	UV/Vis
Tracks IDAvailableCollimator2 40	UV/Vis
Tracks IDAvailableCollimator2 41	UV/Vis
Tracks IDAvailableCollimator2 42	UV/Vis
Tracks IDAvailableCollimator2 44	UV/Vis
Tracks IDAvailableCollimator2 45	UV/Vis
Tracks IDAvailableCollimator2 46	UV/Vis
Tracks IDAvailableCollimator2 47	UV/Vis
Tracks IDAvailableCollimator2 49	UV/Vis
Tracks IDAvailableCollimator2 5	UV/Vis
Tracks IDAvailableCollimator2 50	UV/Vis
Tracks IDAvailableCollimator2 51	UV/Vis
Tracks IDAvailableCollimator2 52	UV/Vis
Tracks IDAvailableCollimator2 54	UV/Vis
Tracks IDAvailableCollimator2 55	UV/Vis
Tracks IDAvailableCollimator2 56	UV/Vis
Tracks IDAvailableCollimator2 57	UV/Vis
Tracks IDAvailableCollimator2 59	UV/Vis
Tracks IDAvailableCollimator2 6	UV/Vis
Tracks IDAvailableCollimator2 60	UV/Vis
Tracks IDAvailableCollimator2 7	UV/Vis
Tracks IDAvailableCollimator2 9	UV/Vis
Tracks IDRecording 1	1
Tracks IDRecording 10	2
Tracks IDRecording 11	3
Tracks IDRecording 12	3
Tracks IDRecording 13	3
Tracks IDRecording 14	3
Tracks IDRecording 15	3
Tracks IDRecording 16	4
Tracks IDRecording 17	4
Tracks IDRecording 18	4
Tracks IDRecording 19	4
Tracks IDRecording 2	1
Tracks IDRecording 20	4
Tracks IDRecording 21	5
Tracks IDRecording 22	5
Tracks IDRecording 23	5
Tracks IDRecording 24	5
Tracks IDRecording 25	5
Tracks IDRecording 26	6
Tracks IDRecording 27	6
Tracks IDRecording 28	6
Tracks IDRecording 29	6
Tracks IDRecording 3	1
Tracks IDRecording 30	6
Tracks IDRecording 31	7
Tracks IDRecording 32	7
Tracks IDRecording 33	7
Tracks IDRecording 34	7
Tracks IDRecording 35	7
Tracks IDRecording 36	8
Tracks IDRecording 37	8
Tracks IDRecording 38	8
Tracks IDRecording 39	8
Tracks IDRecording 4	1
Tracks IDRecording 40	8
Tracks IDRecording 41	9
Tracks IDRecording 42	9
Tracks IDRecording 43	9
Tracks IDRecording 44	9
Tracks IDRecording 45	9
Tracks IDRecording 46	10
Tracks IDRecording 47	10
Tracks IDRecording 48	10
Tracks IDRecording 49	10
Tracks IDRecording 5	1
Tracks IDRecording 50	10
Tracks IDRecording 51	11
Tracks IDRecording 52	11
Tracks IDRecording 53	11
Tracks IDRecording 54	11
Tracks IDRecording 55	11
Tracks IDRecording 56	12
Tracks IDRecording 57	12
Tracks IDRecording 58	12
Tracks IDRecording 59	12
Tracks IDRecording 6	2
Tracks IDRecording 60	12
Tracks IDRecording 7	2
Tracks IDRecording 8	2
Tracks IDRecording 9	2
Tracks IsBleachAfterScanNumber 1	0
Tracks IsBleachAfterScanNumber 10	0
Tracks IsBleachAfterScanNumber 11	0
Tracks IsBleachAfterScanNumber 12	0
Tracks IsBleachAfterScanNumber 13	0
Tracks IsBleachAfterScanNumber 14	0
Tracks IsBleachAfterScanNumber 15	0
Tracks IsBleachAfterScanNumber 16	0
Tracks IsBleachAfterScanNumber 17	0
Tracks IsBleachAfterScanNumber 18	0
Tracks IsBleachAfterScanNumber 19	0
Tracks IsBleachAfterScanNumber 2	0
Tracks IsBleachAfterScanNumber 20	0
Tracks IsBleachAfterScanNumber 21	0
Tracks IsBleachAfterScanNumber 22	0
Tracks IsBleachAfterScanNumber 23	0
Tracks IsBleachAfterScanNumber 24	0
Tracks IsBleachAfterScanNumber 25	0
Tracks IsBleachAfterScanNumber 26	0
Tracks IsBleachAfterScanNumber 27	0
Tracks IsBleachAfterScanNumber 28	0
Tracks IsBleachAfterScanNumber 29	0
Tracks IsBleachAfterScanNumber 3	0
Tracks IsBleachAfterScanNumber 30	0
Tracks IsBleachAfterScanNumber 31	0
Tracks IsBleachAfterScanNumber 32	0
Tracks IsBleachAfterScanNumber 33	0
Tracks IsBleachAfterScanNumber 34	0
Tracks IsBleachAfterScanNumber 35	0
Tracks IsBleachAfterScanNumber 36	0
Tracks IsBleachAfterScanNumber 37	0
Tracks IsBleachAfterScanNumber 38	0
Tracks IsBleachAfterScanNumber 39	0
Tracks IsBleachAfterScanNumber 4	0
Tracks IsBleachAfterScanNumber 40	0
Tracks IsBleachAfterScanNumber 41	0
Tracks IsBleachAfterScanNumber 42	0
Tracks IsBleachAfterScanNumber 43	0
Tracks IsBleachAfterScanNumber 44	0
Tracks IsBleachAfterScanNumber 45	0
Tracks IsBleachAfterScanNumber 46	0
Tracks IsBleachAfterScanNumber 47	0
Tracks IsBleachAfterScanNumber 48	0
Tracks IsBleachAfterScanNumber 49	0
Tracks IsBleachAfterScanNumber 5	0
Tracks IsBleachAfterScanNumber 50	0
Tracks IsBleachAfterScanNumber 51	0
Tracks IsBleachAfterScanNumber 52	0
Tracks IsBleachAfterScanNumber 53	0
Tracks IsBleachAfterScanNumber 54	0
Tracks IsBleachAfterScanNumber 55	0
Tracks IsBleachAfterScanNumber 56	0
Tracks IsBleachAfterScanNumber 57	0
Tracks IsBleachAfterScanNumber 58	0
Tracks IsBleachAfterScanNumber 59	0
Tracks IsBleachAfterScanNumber 6	0
Tracks IsBleachAfterScanNumber 60	0
Tracks IsBleachAfterScanNumber 7	0
Tracks IsBleachAfterScanNumber 8	0
Tracks IsBleachAfterScanNumber 9	0
Tracks IsBleachTrack 1	0
Tracks IsBleachTrack 10	0
Tracks IsBleachTrack 11	0
Tracks IsBleachTrack 12	1
Tracks IsBleachTrack 13	0
Tracks IsBleachTrack 14	0
Tracks IsBleachTrack 15	0
Tracks IsBleachTrack 16	0
Tracks IsBleachTrack 17	1
Tracks IsBleachTrack 18	0
Tracks IsBleachTrack 19	0
Tracks IsBleachTrack 2	1
Tracks IsBleachTrack 20	0
Tracks IsBleachTrack 21	0
Tracks IsBleachTrack 22	1
Tracks IsBleachTrack 23	0
Tracks IsBleachTrack 24	0
Tracks IsBleachTrack 25	0
Tracks IsBleachTrack 26	0
Tracks IsBleachTrack 27	1
Tracks IsBleachTrack 28	0
Tracks IsBleachTrack 29	0
Tracks IsBleachTrack 3	0
Tracks IsBleachTrack 30	0
Tracks IsBleachTrack 31	0
Tracks IsBleachTrack 32	1
Tracks IsBleachTrack 33	0
Tracks IsBleachTrack 34	0
Tracks IsBleachTrack 35	0
Tracks IsBleachTrack 36	0
Tracks IsBleachTrack 37	1
Tracks IsBleachTrack 38	0
Tracks IsBleachTrack 39	0
Tracks IsBleachTrack 4	0
Tracks IsBleachTrack 40	0
Tracks IsBleachTrack 41	0
Tracks IsBleachTrack 42	1
Tracks IsBleachTrack 43	0
Tracks IsBleachTrack 44	0
Tracks IsBleachTrack 45	0
Tracks IsBleachTrack 46	0
Tracks IsBleachTrack 47	1
Tracks IsBleachTrack 48	0
Tracks IsBleachTrack 49	0
Tracks IsBleachTrack 5	0
Tracks IsBleachTrack 50	0
Tracks IsBleachTrack 51	0
Tracks IsBleachTrack 52	1
Tracks IsBleachTrack 53	0
Tracks IsBleachTrack 54	0
Tracks IsBleachTrack 55	0
Tracks IsBleachTrack 56	0
Tracks IsBleachTrack 57	1
Tracks IsBleachTrack 58	0
Tracks IsBleachTrack 59	0
Tracks IsBleachTrack 6	0
Tracks IsBleachTrack 60	0
Tracks IsBleachTrack 7	1
Tracks IsBleachTrack 8	0
Tracks IsBleachTrack 9	0
Tracks IsRatioTrack 1	0
Tracks IsRatioTrack 10	0
Tracks IsRatioTrack 11	0
Tracks IsRatioTrack 12	0
Tracks IsRatioTrack 13	1
Tracks IsRatioTrack 14	0
Tracks IsRatioTrack 15	0
Tracks IsRatioTrack 16	0
Tracks IsRatioTrack 17	0
Tracks IsRatioTrack 18	1
Tracks IsRatioTrack 19	0
Tracks IsRatioTrack 2	0
Tracks IsRatioTrack 20	0
Tracks IsRatioTrack 21	0
Tracks IsRatioTrack 22	0
Tracks IsRatioTrack 23	1
Tracks IsRatioTrack 24	0
Tracks IsRatioTrack 25	0
Tracks IsRatioTrack 26	0
Tracks IsRatioTrack 27	0
Tracks IsRatioTrack 28	1
Tracks IsRatioTrack 29	0
Tracks IsRatioTrack 3	1
Tracks IsRatioTrack 30	0
Tracks IsRatioTrack 31	0
Tracks IsRatioTrack 32	0
Tracks IsRatioTrack 33	1
Tracks IsRatioTrack 34	0
Tracks IsRatioTrack 35	0
Tracks IsRatioTrack 36	0
Tracks IsRatioTrack 37	0
Tracks IsRatioTrack 38	1
Tracks IsRatioTrack 39	0
Tracks IsRatioTrack 4	0
Tracks IsRatioTrack 40	0
Tracks IsRatioTrack 41	0
Tracks IsRatioTrack 42	0
Tracks IsRatioTrack 43	1
Tracks IsRatioTrack 44	0
Tracks IsRatioTrack 45	0
Tracks IsRatioTrack 46	0
Tracks IsRatioTrack 47	0
Tracks IsRatioTrack 48	1
Tracks IsRatioTrack 49	0
Tracks IsRatioTrack 5	0
Tracks IsRatioTrack 50	0
Tracks IsRatioTrack 51	0
Tracks IsRatioTrack 52	0
Tracks IsRatioTrack 53	1
Tracks IsRatioTrack 54	0
Tracks IsRatioTrack 55	0
Tracks IsRatioTrack 56	0
Tracks IsRatioTrack 57	0
Tracks IsRatioTrack 58	1
Tracks IsRatioTrack 59	0
Tracks IsRatioTrack 6	0
Tracks IsRatioTrack 60	0
Tracks IsRatioTrack 7	0
Tracks IsRatioTrack 8	1
Tracks IsRatioTrack 9	0
Tracks MultiplexOrder 1	1
Tracks MultiplexOrder 10	3
Tracks MultiplexOrder 11	1
Tracks MultiplexOrder 12	6
Tracks MultiplexOrder 13	5
Tracks MultiplexOrder 14	2
Tracks MultiplexOrder 15	3
Tracks MultiplexOrder 16	1
Tracks MultiplexOrder 17	6
Tracks MultiplexOrder 18	5
Tracks MultiplexOrder 19	2
Tracks MultiplexOrder 2	6
Tracks MultiplexOrder 20	3
Tracks MultiplexOrder 21	1
Tracks MultiplexOrder 22	6
Tracks MultiplexOrder 23	5
Tracks MultiplexOrder 24	2
Tracks MultiplexOrder 25	3
Tracks MultiplexOrder 26	1
Tracks MultiplexOrder 27	6
Tracks MultiplexOrder 28	5
Tracks MultiplexOrder 29	2
Tracks MultiplexOrder 3	5
Tracks MultiplexOrder 30	3
Tracks MultiplexOrder 31	1
Tracks MultiplexOrder 32	6
Tracks MultiplexOrder 33	5
Tracks MultiplexOrder 34	2
Tracks MultiplexOrder 35	3
Tracks MultiplexOrder 36	1
Tracks MultiplexOrder 37	6
Tracks MultiplexOrder 38	5
Tracks MultiplexOrder 39	2
Tracks MultiplexOrder 4	2
Tracks MultiplexOrder 40	3
Tracks MultiplexOrder 41	1
Tracks MultiplexOrder 42	6
Tracks MultiplexOrder 43	5
Tracks MultiplexOrder 44	2
Tracks MultiplexOrder 45	3
Tracks MultiplexOrder 46	1
Tracks MultiplexOrder 47	6
Tracks MultiplexOrder 48	5
Tracks MultiplexOrder 49	2
Tracks MultiplexOrder 5	3
Tracks MultiplexOrder 50	3
Tracks MultiplexOrder 51	1
Tracks MultiplexOrder 52	6
Tracks MultiplexOrder 53	5
Tracks MultiplexOrder 54	2
Tracks MultiplexOrder 55	3
Tracks MultiplexOrder 56	1
Tracks MultiplexOrder 57	6
Tracks MultiplexOrder 58	5
Tracks MultiplexOrder 59	2
Tracks MultiplexOrder 6	1
Tracks MultiplexOrder 60	3
Tracks MultiplexOrder 7	6
Tracks MultiplexOrder 8	5
Tracks MultiplexOrder 9	2
Tracks MultiplexType 1	1
Tracks MultiplexType 10	1
Tracks MultiplexType 11	1
Tracks MultiplexType 12	1
Tracks MultiplexType 13	1
Tracks MultiplexType 14	1
Tracks MultiplexType 15	1
Tracks MultiplexType 16	1
Tracks MultiplexType 17	1
Tracks MultiplexType 18	1
Tracks MultiplexType 19	1
Tracks MultiplexType 2	1
Tracks MultiplexType 20	1
Tracks MultiplexType 21	1
Tracks MultiplexType 22	1
Tracks MultiplexType 23	1
Tracks MultiplexType 24	1
Tracks MultiplexType 25	1
Tracks MultiplexType 26	1
Tracks MultiplexType 27	1
Tracks MultiplexType 28	1
Tracks MultiplexType 29	1
Tracks MultiplexType 3	1
Tracks MultiplexType 30	1
Tracks MultiplexType 31	1
Tracks MultiplexType 32	1
Tracks MultiplexType 33	1
Tracks MultiplexType 34	1
Tracks MultiplexType 35	1
Tracks MultiplexType 36	1
Tracks MultiplexType 37	1
Tracks MultiplexType 38	1
Tracks MultiplexType 39	1
Tracks MultiplexType 4	1
Tracks MultiplexType 40	1
Tracks MultiplexType 41	1
Tracks MultiplexType 42	1
Tracks MultiplexType 43	1
Tracks MultiplexType 44	1
Tracks MultiplexType 45	1
Tracks MultiplexType 46	1
Tracks MultiplexType 47	1
Tracks MultiplexType 48	1
Tracks MultiplexType 49	1
Tracks MultiplexType 5	1
Tracks MultiplexType 50	1
Tracks MultiplexType 51	1
Tracks MultiplexType 52	1
Tracks MultiplexType 53	1
Tracks MultiplexType 54	1
Tracks MultiplexType 55	1
Tracks MultiplexType 56	1
Tracks MultiplexType 57	1
Tracks MultiplexType 58	1
Tracks MultiplexType 59	1
Tracks MultiplexType 6	1
Tracks MultiplexType 60	1
Tracks MultiplexType 7	1
Tracks MultiplexType 8	1
Tracks MultiplexType 9	1
Tracks SampleObservationTime 1	12.79999992220837
Tracks SampleObservationTime 10	12.79999992220837
Tracks SampleObservationTime 11	12.79999992220837
Tracks SampleObservationTime 12	12.79999992220837
Tracks SampleObservationTime 13	12.79999992220837
Tracks SampleObservationTime 14	12.79999992220837
Tracks SampleObservationTime 15	12.79999992220837
Tracks SampleObservationTime 16	12.79999992220837
Tracks SampleObservationTime 17	12.79999992220837
Tracks SampleObservationTime 18	12.79999992220837
Tracks SampleObservationTime 19	12.79999992220837
Tracks SampleObservationTime 2	12.79999992220837
Tracks SampleObservationTime 20	12.79999992220837
Tracks SampleObservationTime 21	12.79999992220837
Tracks SampleObservationTime 22	12.79999992220837
Tracks SampleObservationTime 23	12.79999992220837
Tracks SampleObservationTime 24	12.79999992220837
Tracks SampleObservationTime 25	12.79999992220837
Tracks SampleObservationTime 26	12.79999992220837
Tracks SampleObservationTime 27	12.79999992220837
Tracks SampleObservationTime 28	12.79999992220837
Tracks SampleObservationTime 29	12.79999992220837
Tracks SampleObservationTime 3	12.79999992220837
Tracks SampleObservationTime 30	12.79999992220837
Tracks SampleObservationTime 31	12.79999992220837
Tracks SampleObservationTime 32	12.79999992220837
Tracks SampleObservationTime 33	12.79999992220837
Tracks SampleObservationTime 34	12.79999992220837
Tracks SampleObservationTime 35	12.79999992220837
Tracks SampleObservationTime 36	12.79999992220837
Tracks SampleObservationTime 37	12.79999992220837
Tracks SampleObservationTime 38	12.79999992220837
Tracks SampleObservationTime 39	12.79999992220837
Tracks SampleObservationTime 4	12.79999992220837
Tracks SampleObservationTime 40	12.79999992220837
Tracks SampleObservationTime 41	12.79999992220837
Tracks SampleObservationTime 42	12.79999992220837
Tracks SampleObservationTime 43	12.79999992220837
Tracks SampleObservationTime 44	12.79999992220837
Tracks SampleObservationTime 45	12.79999992220837
Tracks SampleObservationTime 46	12.79999992220837
Tracks SampleObservationTime 47	12.79999992220837
Tracks SampleObservationTime 48	12.79999992220837
Tracks SampleObservationTime 49	12.79999992220837
Tracks SampleObservationTime 5	12.79999992220837
Tracks SampleObservationTime 50	12.79999992220837
Tracks SampleObservationTime 51	12.79999992220837
Tracks SampleObservationTime 52	12.79999992220837
Tracks SampleObservationTime 53	12.79999992220837
Tracks SampleObservationTime 54	12.79999992220837
Tracks SampleObservationTime 55	12.79999992220837
Tracks SampleObservationTime 56	12.79999992220837
Tracks SampleObservationTime 57	12.79999992220837
Tracks SampleObservationTime 58	12.79999992220837
Tracks SampleObservationTime 59	12.79999992220837
Tracks SampleObservationTime 6	12.79999992220837
Tracks SampleObservationTime 60	12.79999992220837
Tracks SampleObservationTime 7	12.79999992220837
Tracks SampleObservationTime 8	12.79999992220837
Tracks SampleObservationTime 9	12.79999992220837
Tracks SamplingMethod 1	1
Tracks SamplingMethod 10	1
Tracks SamplingMethod 11	1
Tracks SamplingMethod 12	1
Tracks SamplingMethod 13	1
Tracks SamplingMethod 14	1
Tracks SamplingMethod 15	1
Tracks SamplingMethod 16	1
Tracks SamplingMethod 17	1
Tracks SamplingMethod 18	1
Tracks SamplingMethod 19	1
Tracks SamplingMethod 2	1
Tracks SamplingMethod 20	1
Tracks SamplingMethod 21	1
Tracks SamplingMethod 22	1
Tracks SamplingMethod 23	1
Tracks SamplingMethod 24	1
Tracks SamplingMethod 25	1
Tracks SamplingMethod 26	1
Tracks SamplingMethod 27	1
Tracks SamplingMethod 28	1
Tracks SamplingMethod 29	1
Tracks SamplingMethod 3	1
Tracks SamplingMethod 30	1
Tracks SamplingMethod 31	1
Tracks SamplingMethod 32	1
Tracks SamplingMethod 33	1
Tracks SamplingMethod 34	1
Tracks SamplingMethod 35	1
Tracks SamplingMethod 36	1
Tracks SamplingMethod 37	1
Tracks SamplingMethod 38	1
Tracks SamplingMethod 39	1
Tracks SamplingMethod 4	1
Tracks SamplingMethod 40	1
Tracks SamplingMethod 41	1
Tracks SamplingMethod 42	1
Tracks SamplingMethod 43	1
Tracks SamplingMethod 44	1
Tracks SamplingMethod 45	1
Tracks SamplingMethod 46	1
Tracks SamplingMethod 47	1
Tracks SamplingMethod 48	1
Tracks SamplingMethod 49	1
Tracks SamplingMethod 5	1
Tracks SamplingMethod 50	1
Tracks SamplingMethod 51	1
Tracks SamplingMethod 52	1
Tracks SamplingMethod 53	1
Tracks SamplingMethod 54	1
Tracks SamplingMethod 55	1
Tracks SamplingMethod 56	1
Tracks SamplingMethod 57	1
Tracks SamplingMethod 58	1
Tracks SamplingMethod 59	1
Tracks SamplingMethod 6	1
Tracks SamplingMethod 60	1
Tracks SamplingMethod 7	1
Tracks SamplingMethod 8	1
Tracks SamplingMethod 9	1
Tracks SamplingMode 1	1
Tracks SamplingMode 10	1
Tracks SamplingMode 11	1
Tracks SamplingMode 12	1
Tracks SamplingMode 13	1
Tracks SamplingMode 14	1
Tracks SamplingMode 15	1
Tracks SamplingMode 16	1
Tracks SamplingMode 17	1
Tracks SamplingMode 18	1
Tracks SamplingMode 19	1
Tracks SamplingMode 2	1
Tracks SamplingMode 20	1
Tracks SamplingMode 21	1
Tracks SamplingMode 22	1
Tracks SamplingMode 23	1
Tracks SamplingMode 24	1
Tracks SamplingMode 25	1
Tracks SamplingMode 26	1
Tracks SamplingMode 27	1
Tracks SamplingMode 28	1
Tracks SamplingMode 29	1
Tracks SamplingMode 3	1
Tracks SamplingMode 30	1
Tracks SamplingMode 31	1
Tracks SamplingMode 32	1
Tracks SamplingMode 33	1
Tracks SamplingMode 34	1
Tracks SamplingMode 35	1
Tracks SamplingMode 36	1
Tracks SamplingMode 37	1
Tracks SamplingMode 38	1
Tracks SamplingMode 39	1
Tracks SamplingMode 4	1
Tracks SamplingMode 40	1
Tracks SamplingMode 41	1
Tracks SamplingMode 42	1
Tracks SamplingMode 43	1
Tracks SamplingMode 44	1
Tracks SamplingMode 45	1
Tracks SamplingMode 46	1
Tracks SamplingMode 47	1
Tracks SamplingMode 48	1
Tracks SamplingMode 49	1
Tracks SamplingMode 5	1
Tracks SamplingMode 50	1
Tracks SamplingMode 51	1
Tracks SamplingMode 52	1
Tracks SamplingMode 53	1
Tracks SamplingMode 54	1
Tracks SamplingMode 55	1
Tracks SamplingMode 56	1
Tracks SamplingMode 57	1
Tracks SamplingMode 58	1
Tracks SamplingMode 59	1
Tracks SamplingMode 6	1
Tracks SamplingMode 60	1
Tracks SamplingMode 7	1
Tracks SamplingMode 8	1
Tracks SamplingMode 9	1
Tracks SamplingNumber 1	4
Tracks SamplingNumber 10	4
Tracks SamplingNumber 11	4
Tracks SamplingNumber 12	4
Tracks SamplingNumber 13	4
Tracks SamplingNumber 14	4
Tracks SamplingNumber 15	4
Tracks SamplingNumber 16	4
Tracks SamplingNumber 17	4
Tracks SamplingNumber 18	4
Tracks SamplingNumber 19	4
Tracks SamplingNumber 2	4
Tracks SamplingNumber 20	4
Tracks SamplingNumber 21	4
Tracks SamplingNumber 22	4
Tracks SamplingNumber 23	4
Tracks SamplingNumber 24	4
Tracks SamplingNumber 25	4
Tracks SamplingNumber 26	4
Tracks SamplingNumber 27	4
Tracks SamplingNumber 28	4
Tracks SamplingNumber 29	4
Tracks SamplingNumber 3	4
Tracks SamplingNumber 30	4
Tracks SamplingNumber 31	4
Tracks SamplingNumber 32	4
Tracks SamplingNumber 33	4
Tracks SamplingNumber 34	4
Tracks SamplingNumber 35	4
Tracks SamplingNumber 36	4
Tracks SamplingNumber 37	4
Tracks SamplingNumber 38	4
Tracks SamplingNumber 39	4
Tracks SamplingNumber 4	4
Tracks SamplingNumber 40	4
Tracks SamplingNumber 41	4
Tracks SamplingNumber 42	4
Tracks SamplingNumber 43	4
Tracks SamplingNumber 44	4
Tracks SamplingNumber 45	4
Tracks SamplingNumber 46	4
Tracks SamplingNumber 47	4
Tracks SamplingNumber 48	4
Tracks SamplingNumber 49	4
Tracks SamplingNumber 5	4
Tracks SamplingNumber 50	4
Tracks SamplingNumber 51	4
Tracks SamplingNumber 52	4
Tracks SamplingNumber 53	4
Tracks SamplingNumber 54	4
Tracks SamplingNumber 55	4
Tracks SamplingNumber 56	4
Tracks SamplingNumber 57	4
Tracks SamplingNumber 58	4
Tracks SamplingNumber 59	4
Tracks SamplingNumber 6	4
Tracks SamplingNumber 60	4
Tracks SamplingNumber 7	4
Tracks SamplingNumber 8	4
Tracks SamplingNumber 9	4
Tracks SpiCenterWavelength 1	582.53
Tracks SpiCenterWavelength 10	582.53
Tracks SpiCenterWavelength 11	582.53
Tracks SpiCenterWavelength 12	582.53
Tracks SpiCenterWavelength 13	575.0
Tracks SpiCenterWavelength 14	582.53
Tracks SpiCenterWavelength 15	582.53
Tracks SpiCenterWavelength 16	582.53
Tracks SpiCenterWavelength 17	582.53
Tracks SpiCenterWavelength 18	575.0
Tracks SpiCenterWavelength 19	582.53
Tracks SpiCenterWavelength 2	582.53
Tracks SpiCenterWavelength 20	582.53
Tracks SpiCenterWavelength 21	582.53
Tracks SpiCenterWavelength 22	582.53
Tracks SpiCenterWavelength 23	575.0
Tracks SpiCenterWavelength 24	582.53
Tracks SpiCenterWavelength 25	582.53
Tracks SpiCenterWavelength 26	582.53
Tracks SpiCenterWavelength 27	582.53
Tracks SpiCenterWavelength 28	575.0
Tracks SpiCenterWavelength 29	582.53
Tracks SpiCenterWavelength 3	575.0
Tracks SpiCenterWavelength 30	582.53
Tracks SpiCenterWavelength 31	582.53
Tracks SpiCenterWavelength 32	582.53
Tracks SpiCenterWavelength 33	575.0
Tracks SpiCenterWavelength 34	582.53
Tracks SpiCenterWavelength 35	582.53
Tracks SpiCenterWavelength 36	582.53
Tracks SpiCenterWavelength 37	582.53
Tracks SpiCenterWavelength 38	575.0
Tracks SpiCenterWavelength 39	582.53
Tracks SpiCenterWavelength 4	582.53
Tracks SpiCenterWavelength 40	582.53
Tracks SpiCenterWavelength 41	582.53
Tracks SpiCenterWavelength 42	582.53
Tracks SpiCenterWavelength 43	575.0
Tracks SpiCenterWavelength 44	582.53
Tracks SpiCenterWavelength 45	582.53
Tracks SpiCenterWavelength 46	582.53
Tracks SpiCenterWavelength 47	582.53
Tracks SpiCenterWavelength 48	575.0
Tracks SpiCenterWavelength 49	582.53
Tracks SpiCenterWavelength 5	582.53
Tracks SpiCenterWavelength 50	582.53
Tracks SpiCenterWavelength 51	582.53
Tracks SpiCenterWavelength 52	582.53
Tracks SpiCenterWavelength 53	575.0
Tracks SpiCenterWavelength 54	582.53
Tracks SpiCenterWavelength 55	582.53
Tracks SpiCenterWavelength 56	582.53
Tracks SpiCenterWavelength 57	582.53
Tracks SpiCenterWavelength 58	575.0
Tracks SpiCenterWavelength 59	582.53
Tracks SpiCenterWavelength 6	582.53
Tracks SpiCenterWavelength 60	582.53
Tracks SpiCenterWavelength 7	582.53
Tracks SpiCenterWavelength 8	575.0
Tracks SpiCenterWavelength 9	582.53
Tracks SpotBleachPositionX 1	0.0
Tracks SpotBleachPositionX 10	0.0
Tracks SpotBleachPositionX 11	0.0
Tracks SpotBleachPositionX 12	0.0
Tracks SpotBleachPositionX 13	0.0
Tracks SpotBleachPositionX 14	0.0
Tracks SpotBleachPositionX 15	0.0
Tracks SpotBleachPositionX 16	0.0
Tracks SpotBleachPositionX 17	0.0
Tracks SpotBleachPositionX 18	0.0
Tracks SpotBleachPositionX 19	0.0
Tracks SpotBleachPositionX 2	0.0
Tracks SpotBleachPositionX 20	0.0
Tracks SpotBleachPositionX 21	0.0
Tracks SpotBleachPositionX 22	0.0
Tracks SpotBleachPositionX 23	0.0
Tracks SpotBleachPositionX 24	0.0
Tracks SpotBleachPositionX 25	0.0
Tracks SpotBleachPositionX 26	0.0
Tracks SpotBleachPositionX 27	0.0
Tracks SpotBleachPositionX 28	0.0
Tracks SpotBleachPositionX 29	0.0
Tracks SpotBleachPositionX 3	0.0
Tracks SpotBleachPositionX 30	0.0
Tracks SpotBleachPositionX 31	0.0
Tracks SpotBleachPositionX 32	0.0
Tracks SpotBleachPositionX 33	0.0
Tracks SpotBleachPositionX 34	0.0
Tracks SpotBleachPositionX 35	0.0
Tracks SpotBleachPositionX 36	0.0
Tracks SpotBleachPositionX 37	0.0
Tracks SpotBleachPositionX 38	0.0
Tracks SpotBleachPositionX 39	0.0
Tracks SpotBleachPositionX 4	0.0
Tracks SpotBleachPositionX 40	0.0
Tracks SpotBleachPositionX 41	0.0
Tracks SpotBleachPositionX 42	0.0
Tracks SpotBleachPositionX 43	0.0
Tracks SpotBleachPositionX 44	0.0
Tracks SpotBleachPositionX 45	0.0
Tracks SpotBleachPositionX 46	0.0
Tracks SpotBleachPositionX 47	0.0
Tracks SpotBleachPositionX 48	0.0
Tracks SpotBleachPositionX 49	0.0
Tracks SpotBleachPositionX 5	0.0
Tracks SpotBleachPositionX 50	0.0
Tracks SpotBleachPositionX 51	0.0
Tracks SpotBleachPositionX 52	0.0
Tracks SpotBleachPositionX 53	0.0
Tracks SpotBleachPositionX 54	0.0
Tracks SpotBleachPositionX 55	0.0
Tracks SpotBleachPositionX 56	0.0
Tracks SpotBleachPositionX 57	0.0
Tracks SpotBleachPositionX 58	0.0
Tracks SpotBleachPositionX 59	0.0
Tracks SpotBleachPositionX 6	0.0
Tracks SpotBleachPositionX 60	0.0
Tracks SpotBleachPositionX 7	0.0
Tracks SpotBleachPositionX 8	0.0
Tracks SpotBleachPositionX 9	0.0
Tracks SpotBleachPositionY 1	0.0
Tracks SpotBleachPositionY 10	0.0
Tracks SpotBleachPositionY 11	0.0
Tracks SpotBleachPositionY 12	0.0
Tracks SpotBleachPositionY 13	0.0
Tracks SpotBleachPositionY 14	0.0
Tracks SpotBleachPositionY 15	0.0
Tracks SpotBleachPositionY 16	0.0
Tracks SpotBleachPositionY 17	0.0
Tracks SpotBleachPositionY 18	0.0
Tracks SpotBleachPositionY 19	0.0
Tracks SpotBleachPositionY 2	0.0
Tracks SpotBleachPositionY 20	0.0
Tracks SpotBleachPositionY 21	0.0
Tracks SpotBleachPositionY 22	0.0
Tracks SpotBleachPositionY 23	0.0
Tracks SpotBleachPositionY 24	0.0
Tracks SpotBleachPositionY 25	0.0
Tracks SpotBleachPositionY 26	0.0
Tracks SpotBleachPositionY 27	0.0
Tracks SpotBleachPositionY 28	0.0
Tracks SpotBleachPositionY 29	0.0
Tracks SpotBleachPositionY 3	0.0
Tracks SpotBleachPositionY 30	0.0
Tracks SpotBleachPositionY 31	0.0
Tracks SpotBleachPositionY 32	0.0
Tracks SpotBleachPositionY 33	0.0
Tracks SpotBleachPositionY 34	0.0
Tracks SpotBleachPositionY 35	0.0
Tracks SpotBleachPositionY 36	0.0
Tracks SpotBleachPositionY 37	0.0
Tracks SpotBleachPositionY 38	0.0
Tracks SpotBleachPositionY 39	0.0
Tracks SpotBleachPositionY 4	0.0
Tracks SpotBleachPositionY 40	0.0
Tracks SpotBleachPositionY 41	0.0
Tracks SpotBleachPositionY 42	0.0
Tracks SpotBleachPositionY 43	0.0
Tracks SpotBleachPositionY 44	0.0
Tracks SpotBleachPositionY 45	0.0
Tracks SpotBleachPositionY 46	0.0
Tracks SpotBleachPositionY 47	0.0
Tracks SpotBleachPositionY 48	0.0
Tracks SpotBleachPositionY 49	0.0
Tracks SpotBleachPositionY 5	0.0
Tracks SpotBleachPositionY 50	0.0
Tracks SpotBleachPositionY 51	0.0
Tracks SpotBleachPositionY 52	0.0
Tracks SpotBleachPositionY 53	0.0
Tracks SpotBleachPositionY 54	0.0
Tracks SpotBleachPositionY 55	0.0
Tracks SpotBleachPositionY 56	0.0
Tracks SpotBleachPositionY 57	0.0
Tracks SpotBleachPositionY 58	0.0
Tracks SpotBleachPositionY 59	0.0
Tracks SpotBleachPositionY 6	0.0
Tracks SpotBleachPositionY 60	0.0
Tracks SpotBleachPositionY 7	0.0
Tracks SpotBleachPositionY 8	0.0
Tracks SpotBleachPositionY 9	0.0
Tracks TimeBetweenStacks 1	1.0
Tracks TimeBetweenStacks 10	1.0
Tracks TimeBetweenStacks 11	1.0
Tracks TimeBetweenStacks 12	1.0
Tracks TimeBetweenStacks 13	1.0
Tracks TimeBetweenStacks 14	1.0
Tracks TimeBetweenStacks 15	1.0
Tracks TimeBetweenStacks 16	1.0
Tracks TimeBetweenStacks 17	1.0
Tracks TimeBetweenStacks 18	1.0
Tracks TimeBetweenStacks 19	1.0
Tracks TimeBetweenStacks 2	1.0
Tracks TimeBetweenStacks 20	1.0
Tracks TimeBetweenStacks 21	1.0
Tracks TimeBetweenStacks 22	1.0
Tracks TimeBetweenStacks 23	1.0
Tracks TimeBetweenStacks 24	1.0
Tracks TimeBetweenStacks 25	1.0
Tracks TimeBetweenStacks 26	1.0
Tracks TimeBetweenStacks 27	1.0
Tracks TimeBetweenStacks 28	1.0
Tracks TimeBetweenStacks 29	1.0
Tracks TimeBetweenStacks 3	1.0
Tracks TimeBetweenStacks 30	1.0
Tracks TimeBetweenStacks 31	1.0
Tracks TimeBetweenStacks 32	1.0
Tracks TimeBetweenStacks 33	1.0
Tracks TimeBetweenStacks 34	1.0
Tracks TimeBetweenStacks 35	1.0
Tracks TimeBetweenStacks 36	1.0
Tracks TimeBetweenStacks 37	1.0
Tracks TimeBetweenStacks 38	1.0
Tracks TimeBetweenStacks 39	1.0
Tracks TimeBetweenStacks 4	1.0
Tracks TimeBetweenStacks 40	1.0
Tracks TimeBetweenStacks 41	1.0
Tracks TimeBetweenStacks 42	1.0
Tracks TimeBetweenStacks 43	1.0
Tracks TimeBetweenStacks 44	1.0
Tracks TimeBetweenStacks 45	1.0
Tracks TimeBetweenStacks 46	1.0
Tracks TimeBetweenStacks 47	1.0
Tracks TimeBetweenStacks 48	1.0
Tracks TimeBetweenStacks 49	1.0
Tracks TimeBetweenStacks 5	1.0
Tracks TimeBetweenStacks 50	1.0
Tracks TimeBetweenStacks 51	1.0
Tracks TimeBetweenStacks 52	1.0
Tracks TimeBetweenStacks 53	1.0
Tracks TimeBetweenStacks 54	1.0
Tracks TimeBetweenStacks 55	1.0
Tracks TimeBetweenStacks 56	1.0
Tracks TimeBetweenStacks 57	1.0
Tracks TimeBetweenStacks 58	1.0
Tracks TimeBetweenStacks 59	1.0
Tracks TimeBetweenStacks 6	1.0
Tracks TimeBetweenStacks 60	1.0
Tracks TimeBetweenStacks 7	1.0
Tracks TimeBetweenStacks 8	1.0
Tracks TimeBetweenStacks 9	1.0
Tracks TrackName 1	Track
Tracks TrackName 10	Track
Tracks TrackName 11	Track
Tracks TrackName 12	Bleach1
Tracks TrackName 13	Ratio1
Tracks TrackName 14	Track
Tracks TrackName 15	Track
Tracks TrackName 16	Track
Tracks TrackName 17	Bleach1
Tracks TrackName 18	Ratio1
Tracks TrackName 19	Track
Tracks TrackName 2	Bleach1
Tracks TrackName 20	Track
Tracks TrackName 21	Track
Tracks TrackName 22	Bleach1
Tracks TrackName 23	Ratio1
Tracks TrackName 24	Track
Tracks TrackName 25	Track
Tracks TrackName 26	Track
Tracks TrackName 27	Bleach1
Tracks TrackName 28	Ratio1
Tracks TrackName 29	Track
Tracks TrackName 3	Ratio1
Tracks TrackName 30	Track
Tracks TrackName 31	Track
Tracks TrackName 32	Bleach1
Tracks TrackName 33	Ratio1
Tracks TrackName 34	Track
Tracks TrackName 35	Track
Tracks TrackName 36	Track
Tracks TrackName 37	Bleach1
Tracks TrackName 38	Ratio1
Tracks TrackName 39	Track
Tracks TrackName 4	Track
Tracks TrackName 40	Track
Tracks TrackName 41	Track
Tracks TrackName 42	Bleach1
Tracks TrackName 43	Ratio1
Tracks TrackName 44	Track
Tracks TrackName 45	Track
Tracks TrackName 46	Track
Tracks TrackName 47	Bleach1
Tracks TrackName 48	Ratio1
Tracks TrackName 49	Track
Tracks TrackName 5	Track
Tracks TrackName 50	Track
Tracks TrackName 51	Track
Tracks TrackName 52	Bleach1
Tracks TrackName 53	Ratio1
Tracks TrackName 54	Track
Tracks TrackName 55	Track
Tracks TrackName 56	Track
Tracks TrackName 57	Bleach1
Tracks TrackName 58	Ratio1
Tracks TrackName 59	Track
Tracks TrackName 6	Track
Tracks TrackName 60	Track
Tracks TrackName 7	Bleach1
Tracks TrackName 8	Ratio1
Tracks TrackName 9	Track
Tracks Transmission1 1	1.0
Tracks Transmission1 10	1.0
Tracks Transmission1 11	1.0
Tracks Transmission1 12	1.0
Tracks Transmission1 13	100.0
Tracks Transmission1 14	1.0
Tracks Transmission1 15	1.0
Tracks Transmission1 16	1.0
Tracks Transmission1 17	1.0
Tracks Transmission1 18	100.0
Tracks Transmission1 19	1.0
Tracks Transmission1 2	1.0
Tracks Transmission1 20	1.0
Tracks Transmission1 21	1.0
Tracks Transmission1 22	1.0
Tracks Transmission1 23	100.0
Tracks Transmission1 24	1.0
Tracks Transmission1 25	1.0
Tracks Transmission1 26	1.0
Tracks Transmission1 27	1.0
Tracks Transmission1 28	100.0
Tracks Transmission1 29	1.0
Tracks Transmission1 3	100.0
Tracks Transmission1 30	1.0
Tracks Transmission1 31	1.0
Tracks Transmission1 32	1.0
Tracks Transmission1 33	100.0
Tracks Transmission1 34	1.0
Tracks Transmission1 35	1.0
Tracks Transmission1 36	1.0
Tracks Transmission1 37	1.0
Tracks Transmission1 38	100.0
Tracks Transmission1 39	1.0
Tracks Transmission1 4	1.0
Tracks Transmission1 40	1.0
Tracks Transmission1 41	1.0
Tracks Transmission1 42	1.0
Tracks Transmission1 43	100.0
Tracks Transmission1 44	1.0
Tracks Transmission1 45	1.0
Tracks Transmission1 46	1.0
Tracks Transmission1 47	1.0
Tracks Transmission1 48	100.0
Tracks Transmission1 49	1.0
Tracks Transmission1 5	1.0
Tracks Transmission1 50	1.0
Tracks Transmission1 51	1.0
Tracks Transmission1 52	1.0
Tracks Transmission1 53	100.0
Tracks Transmission1 54	1.0
Tracks Transmission1 55	1.0
Tracks Transmission1 56	1.0
Tracks Transmission1 57	1.0
Tracks Transmission1 58	100.0
Tracks Transmission1 59	1.0
Tracks Transmission1 6	1.0
Tracks Transmission1 60	1.0
Tracks Transmission1 7	1.0
Tracks Transmission1 8	100.0
Tracks Transmission1 9	1.0
Tracks Transmission2 1	1.0
Tracks Transmission2 10	1.0
Tracks Transmission2 11	1.0
Tracks Transmission2 12	1.0
Tracks Transmission2 13	100.0
Tracks Transmission2 14	1.0
Tracks Transmission2 15	1.0
Tracks Transmission2 16	1.0
Tracks Transmission2 17	1.0
Tracks Transmission2 18	100.0
Tracks Transmission2 19	1.0
Tracks Transmission2 2	1.0
Tracks Transmission2 20	1.0
Tracks Transmission2 21	1.0
Tracks Transmission2 22	1.0
Tracks Transmission2 23	100.0
Tracks Transmission2 24	1.0
Tracks Transmission2 25	1.0
Tracks Transmission2 26	1.0
Tracks Transmission2 27	1.0
Tracks Transmission2 28	100.0
Tracks Transmission2 29	1.0
Tracks Transmission2 3	100.0
Tracks Transmission2 30	1.0
Tracks Transmission2 31	1.0
Tracks Transmission2 32	1.0
Tracks Transmission2 33	100.0
Tracks Transmission2 34	1.0
Tracks Transmission2 35	1.0
Tracks Transmission2 36	1.0
Tracks Transmission2 37	1.0
Tracks Transmission2 38	100.0
Tracks Transmission2 39	1.0
Tracks Transmission2 4	1.0
Tracks Transmission2 40	1.0
Tracks Transmission2 41	1.0
Tracks Transmission2 42	1.0
Tracks Transmission2 43	100.0
Tracks Transmission2 44	1.0
Tracks Transmission2 45	1.0
Tracks Transmission2 46	1.0
Tracks Transmission2 47	1.0
Tracks Transmission2 48	100.0
Tracks Transmission2 49	1.0
Tracks Transmission2 5	1.0
Tracks Transmission2 50	1.0
Tracks Transmission2 51	1.0
Tracks Transmission2 52	1.0
Tracks Transmission2 53	100.0
Tracks Transmission2 54	1.0
Tracks Transmission2 55	1.0
Tracks Transmission2 56	1.0
Tracks Transmission2 57	1.0
Tracks Transmission2 58	100.0
Tracks Transmission2 59	1.0
Tracks Transmission2 6	1.0
Tracks Transmission2 60	1.0
Tracks Transmission2 7	1.0
Tracks Transmission2 8	100.0
Tracks Transmission2 9	1.0
Tracks TransmissionFilterset1 1	FWVirtual
Tracks TransmissionFilterset1 10	FWVirtual
Tracks TransmissionFilterset1 11	FWVirtual
Tracks TransmissionFilterset1 12	FWVirtual
Tracks TransmissionFilterset1 14	FWVirtual
Tracks TransmissionFilterset1 15	FWVirtual
Tracks TransmissionFilterset1 16	FWVirtual
Tracks TransmissionFilterset1 17	FWVirtual
Tracks TransmissionFilterset1 19	FWVirtual
Tracks TransmissionFilterset1 2	FWVirtual
Tracks TransmissionFilterset1 20	FWVirtual
Tracks TransmissionFilterset1 21	FWVirtual
Tracks TransmissionFilterset1 22	FWVirtual
Tracks TransmissionFilterset1 24	FWVirtual
Tracks TransmissionFilterset1 25	FWVirtual
Tracks TransmissionFilterset1 26	FWVirtual
Tracks TransmissionFilterset1 27	FWVirtual
Tracks TransmissionFilterset1 29	FWVirtual
Tracks TransmissionFilterset1 30	FWVirtual
Tracks TransmissionFilterset1 31	FWVirtual
Tracks TransmissionFilterset1 32	FWVirtual
Tracks TransmissionFilterset1 34	FWVirtual
Tracks TransmissionFilterset1 35	FWVirtual
Tracks TransmissionFilterset1 36	FWVirtual
Tracks TransmissionFilterset1 37	FWVirtual
Tracks TransmissionFilterset1 39	FWVirtual
Tracks TransmissionFilterset1 4	FWVirtual
Tracks TransmissionFilterset1 40	FWVirtual
Tracks TransmissionFilterset1 41	FWVirtual
Tracks TransmissionFilterset1 42	FWVirtual
Tracks TransmissionFilterset1 44	FWVirtual
Tracks TransmissionFilterset1 45	FWVirtual
Tracks TransmissionFilterset1 46	FWVirtual
Tracks TransmissionFilterset1 47	FWVirtual
Tracks TransmissionFilterset1 49	FWVirtual
Tracks TransmissionFilterset1 5	FWVirtual
Tracks TransmissionFilterset1 50	FWVirtual
Tracks TransmissionFilterset1 51	FWVirtual
Tracks TransmissionFilterset1 52	FWVirtual
Tracks TransmissionFilterset1 54	FWVirtual
Tracks TransmissionFilterset1 55	FWVirtual
Tracks TransmissionFilterset1 56	FWVirtual
Tracks TransmissionFilterset1 57	FWVirtual
Tracks TransmissionFilterset1 59	FWVirtual
Tracks TransmissionFilterset1 6	FWVirtual
Tracks TransmissionFilterset1 60	FWVirtual
Tracks TransmissionFilterset1 7	FWVirtual
Tracks TransmissionFilterset1 9	FWVirtual
Tracks TriggerIn 1	None
Tracks TriggerIn 10	None
Tracks TriggerIn 11	None
Tracks TriggerIn 12	None
Tracks TriggerIn 13	None
Tracks TriggerIn 14	None
Tracks TriggerIn 15	None
Tracks TriggerIn 16	None
Tracks TriggerIn 17	None
Tracks TriggerIn 18	None
Tracks TriggerIn 19	None
Tracks TriggerIn 2	None
Tracks TriggerIn 20	None
Tracks TriggerIn 21	None
Tracks TriggerIn 22	None
Tracks TriggerIn 23	None
Tracks TriggerIn 24	None
Tracks TriggerIn 25	None
Tracks TriggerIn 26	None
Tracks TriggerIn 27	None
Tracks TriggerIn 28	None
Tracks TriggerIn 29	None
Tracks TriggerIn 3	None
Tracks TriggerIn 30	None
Tracks TriggerIn 31	None
Tracks TriggerIn 32	None
Tracks TriggerIn 33	None
Tracks TriggerIn 34	None
Tracks TriggerIn 35	None
Tracks TriggerIn 36	None
Tracks TriggerIn 37	None
Tracks TriggerIn 38	None
Tracks TriggerIn 39	None
Tracks TriggerIn 4	None
Tracks TriggerIn 40	None
Tracks TriggerIn 41	None
Tracks TriggerIn 42	None
Tracks TriggerIn 43	None
Tracks TriggerIn 44	None
Tracks TriggerIn 45	None
Tracks TriggerIn 46	None
Tracks TriggerIn 47	None
Tracks TriggerIn 48	None
Tracks TriggerIn 49	None
Tracks TriggerIn 5	None
Tracks TriggerIn 50	None
Tracks TriggerIn 51	None
Tracks TriggerIn 52	None
Tracks TriggerIn 53	None
Tracks TriggerIn 54	None
Tracks TriggerIn 55	None
Tracks TriggerIn 56	None
Tracks TriggerIn 57	None
Tracks TriggerIn 58	None
Tracks TriggerIn 59	None
Tracks TriggerIn 6	None
Tracks TriggerIn 60	None
Tracks TriggerIn 7	None
Tracks TriggerIn 8	None
Tracks TriggerIn 9	None
Tracks TriggerOut 1	None
Tracks TriggerOut 10	None
Tracks TriggerOut 11	None
Tracks TriggerOut 12	None
Tracks TriggerOut 13	None
Tracks TriggerOut 14	None
Tracks TriggerOut 15	None
Tracks TriggerOut 16	None
Tracks TriggerOut 17	None
Tracks TriggerOut 18	None
Tracks TriggerOut 19	None
Tracks TriggerOut 2	None
Tracks TriggerOut 20	None
Tracks TriggerOut 21	None
Tracks TriggerOut 22	None
Tracks TriggerOut 23	None
Tracks TriggerOut 24	None
Tracks TriggerOut 25	None
Tracks TriggerOut 26	None
Tracks TriggerOut 27	None
Tracks TriggerOut 28	None
Tracks TriggerOut 29	None
Tracks TriggerOut 3	None
Tracks TriggerOut 30	None
Tracks TriggerOut 31	None
Tracks TriggerOut 32	None
Tracks TriggerOut 33	None
Tracks TriggerOut 34	None
Tracks TriggerOut 35	None
Tracks TriggerOut 36	None
Tracks TriggerOut 37	None
Tracks TriggerOut 38	None
Tracks TriggerOut 39	None
Tracks TriggerOut 4	None
Tracks TriggerOut 40	None
Tracks TriggerOut 41	None
Tracks TriggerOut 42	None
Tracks TriggerOut 43	None
Tracks TriggerOut 44	None
Tracks TriggerOut 45	None
Tracks TriggerOut 46	None
Tracks TriggerOut 47	None
Tracks TriggerOut 48	None
Tracks TriggerOut 49	None
Tracks TriggerOut 5	None
Tracks TriggerOut 50	None
Tracks TriggerOut 51	None
Tracks TriggerOut 52	None
Tracks TriggerOut 53	None
Tracks TriggerOut 54	None
Tracks TriggerOut 55	None
Tracks TriggerOut 56	None
Tracks TriggerOut 57	None
Tracks TriggerOut 58	None
Tracks TriggerOut 59	None
Tracks TriggerOut 6	None
Tracks TriggerOut 60	None
Tracks TriggerOut 7	None
Tracks TriggerOut 8	None
Tracks TriggerOut 9	None
Version Design Date 1	8/15/2003 0:0:0
Version Design State 1	Release
Version Version Major 1	3
Version Version Minor 1	3
Version Version String 1	3.3

## jezabel 3d lsm
null DimensionOrder	XYCZT
null IsInterleaved	false
null IsRGB	false
null LittleEndian	false
null PixelType	uint8
null SizeC	3
null SizeT	1
null SizeX	1024
null SizeY	1024
null SizeZ	7
Local machine	C:\Documents and Settings\Volker Bäcker\Bureau\A44ppax3h2.lsm
Series 0 - null	None
Series 0 ChannelName0	Ch2-T1
Series 0 DataType	8 bit unsigned integer
Series 0 DataType2	original scan data
Series 0 DimensionChannels	3
Series 0 DimensionX	1024
Series 0 DimensionY	1024
Series 0 DimensionZ	7
Series 0 DisplayAspectTime	1.0
Series 0 DisplayAspectX	1.0
Series 0 DisplayAspectY	1.0
Series 0 DisplayAspectZ	1.0
Series 0 MagicNumber	67127628
Series 0 OriginX	0.0
Series 0 OriginY	0.0
Series 0 OriginZ	0.0
Series 0 Recording/ - Camera Binning	0
Series 0 Recording/ - Camera Frame Height	2
Series 0 Recording/ - Camera Frame Width	4
Series 0 Recording/ - Camera Offset X	0.0
Series 0 Recording/ - Camera Offset Y	0.0
Series 0 Recording/ - Camera Supersampling	0
Series 0 Recording/ - Images Height	1024
Series 0 Recording/ - Images Width	1024
Series 0 Recording/ - Interpolation Y	1
Series 0 Recording/ - Line Spacing	0.14282041097989112
Series 0 Recording/ - Lines Per Plane	1024
Series 0 Recording/ - Linescan XY Size	512
Series 0 Recording/ - Name	A44ppax3h 2
Series 0 Recording/ - Number of Channels	3
Series 0 Recording/ - Number of Planes	7
Series 0 Recording/ - Number of Stacks	1
Series 0 Recording/ - Objective	C-Apochromat 63x/1.2 W corr
Series 0 Recording/ - Original Scan Data	0
Series 0 Recording/ - Plane Height	146.2481008434085
Series 0 Recording/ - Plane Spacing	0.5
Series 0 Recording/ - Plane Width	146.2481008434085
Series 0 Recording/ - Planes Per Volume	7
Series 0 Recording/ - Position B/C Contrast 1	13896.400000000001
Series 0 Recording/ - Position B/C Contrast 2	13896.400000000001
Series 0 Recording/ - Precession	0.0
Series 0 Recording/ - Rotation	0.0
Series 0 Recording/ - Sample 0Time	40035.46732077546
Series 0 Recording/ - Sample 0X	0.0
Series 0 Recording/ - Sample 0Y	0.0
Series 0 Recording/ - Sample 0Z	0.0
Series 0 Recording/ - Sample Spacing	0.14282041097989112
Series 0 Recording/ - Samples Per Line	1024
Series 0 Recording/ - Scan Direction	0
Series 0 Recording/ - Scan Mode	Stack
Series 0 Recording/ - Scan Type	unusedQ
Series 0 Recording/ - Special Scan Mode	FocusStep
Series 0 Recording/ - Start Scan Event	0
Series 0 Recording/ - Start Scan Time	0.0
Series 0 Recording/ - Start Scan Trigger In	None
Series 0 Recording/ - Start Scan Trigger Out	None
Series 0 Recording/ - Stop Scan Event	0
Series 0 Recording/ - Stop Scan Time	0.0
Series 0 Recording/ - Stop Scan Trigger In	None
Series 0 Recording/ - Stop Scan Trigger Out	None
Series 0 Recording/ - Time Series	0
Series 0 Recording/ - Use B/C Correction	0
Series 0 Recording/ - Use ROIs	0
Series 0 Recording/ - Use Reduced Memory ROIs	0
Series 0 Recording/ - User	akkari
Series 0 Recording/ - Volume Depth	3.0
Series 0 Recording/ - Zoom X	1.0
Series 0 Recording/ - Zoom Y	1.0
Series 0 Recording/ - Zoom Z	1.0
Series 0 Recording/ - null	None
Series 0 Recording/Lasers/ - null	0.0
Series 0 Recording/Lasers/Laser 1/ - Acquire	-1
Series 0 Recording/Lasers/Laser 1/ - Name	Laser Diode 405
Series 0 Recording/Lasers/Laser 1/ - Power	25.0
Series 0 Recording/Lasers/Laser 1/ - null	0.0
Series 0 Recording/Lasers/Laser 2/ - Acquire	-1
Series 0 Recording/Lasers/Laser 2/ - Name	Argon/2
Series 0 Recording/Lasers/Laser 2/ - Power	7.5
Series 0 Recording/Lasers/Laser 2/ - null	25.0
Series 0 Recording/Lasers/Laser 3/ - Acquire	-1
Series 0 Recording/Lasers/Laser 3/ - Name	HeNe1
Series 0 Recording/Lasers/Laser 3/ - Power	1.0
Series 0 Recording/Lasers/Laser 3/ - null	7.5
Series 0 Recording/Lasers/Laser 4/ - Acquire	0
Series 0 Recording/Lasers/Laser 4/ - Name	HeNe2
Series 0 Recording/Lasers/Laser 4/ - Power	0.0
Series 0 Recording/Lasers/Laser 4/ - null	1.0
Series 0 Recording/Markers/ - null	None
Series 0 Recording/Markers/Marker 1/ - Name	Marker1
Series 0 Recording/Markers/Marker 1/ - Trigger In	None
Series 0 Recording/Markers/Marker 1/ - Trigger Out	None
Series 0 Recording/Markers/Marker 1/ - null	0
Series 0 Recording/Markers/Marker 2/ - Name	Marker2
Series 0 Recording/Markers/Marker 2/ - Trigger In	None
Series 0 Recording/Markers/Marker 2/ - Trigger Out	None
Series 0 Recording/Markers/Marker 2/ - null	None
Series 0 Recording/Markers/Marker 3/ - Name	Marker3
Series 0 Recording/Markers/Marker 3/ - Trigger In	None
Series 0 Recording/Markers/Marker 3/ - Trigger Out	None
Series 0 Recording/Markers/Marker 3/ - null	None
Series 0 Recording/Markers/Marker 4/ - Name	Marker4
Series 0 Recording/Markers/Marker 4/ - Trigger In	None
Series 0 Recording/Markers/Marker 4/ - Trigger Out	None
Series 0 Recording/Markers/Marker 4/ - null	None
Series 0 Recording/Markers/Marker 5/ - Name	Marker5
Series 0 Recording/Markers/Marker 5/ - Trigger In	None
Series 0 Recording/Markers/Marker 5/ - Trigger Out	None
Series 0 Recording/Markers/Marker 5/ - null	None
Series 0 Recording/Markers/Marker 6/ - Name	Marker6
Series 0 Recording/Markers/Marker 6/ - Trigger In	None
Series 0 Recording/Markers/Marker 6/ - Trigger Out	None
Series 0 Recording/Markers/Marker 6/ - null	None
Series 0 Recording/Markers/Marker 7/ - Name	Marker7
Series 0 Recording/Markers/Marker 7/ - Trigger In	None
Series 0 Recording/Markers/Marker 7/ - Trigger Out	None
Series 0 Recording/Markers/Marker 7/ - null	None
Series 0 Recording/Timers/ - null	0
Series 0 Recording/Timers/Timer 1/ - Interval	1.0
Series 0 Recording/Timers/Timer 1/ - Name	Timer1
Series 0 Recording/Timers/Timer 1/ - Trigger In	None
Series 0 Recording/Timers/Timer 1/ - Trigger Out	None
Series 0 Recording/Timers/Timer 1/ - null	0
Series 0 Recording/Timers/Timer 2/ - Interval	0.0
Series 0 Recording/Timers/Timer 2/ - Name	Timer2x
Series 0 Recording/Timers/Timer 2/ - Trigger In	None
Series 0 Recording/Timers/Timer 2/ - Trigger Out	None
Series 0 Recording/Timers/Timer 2/ - null	0
Series 0 Recording/Timers/Timer 3/ - Interval	0.0
Series 0 Recording/Timers/Timer 3/ - Name	Timer3
Series 0 Recording/Timers/Timer 3/ - Trigger In	None
Series 0 Recording/Timers/Timer 3/ - Trigger Out	None
Series 0 Recording/Timers/Timer 3/ - null	0
Series 0 Recording/Timers/Timer 4/ - Interval	0.0
Series 0 Recording/Timers/Timer 4/ - Name	Timer4
Series 0 Recording/Timers/Timer 4/ - Trigger In	None
Series 0 Recording/Timers/Timer 4/ - Trigger Out	None
Series 0 Recording/Timers/Timer 4/ - null	0
Series 0 Recording/Timers/Timer 5/ - Interval	0.0
Series 0 Recording/Timers/Timer 5/ - Name	Timer5
Series 0 Recording/Timers/Timer 5/ - Trigger In	None
Series 0 Recording/Timers/Timer 5/ - Trigger Out	None
Series 0 Recording/Timers/Timer 5/ - null	0
Series 0 Recording/Timers/Timer 6/ - Interval	0.0
Series 0 Recording/Timers/Timer 6/ - Name	Timer6
Series 0 Recording/Timers/Timer 6/ - Trigger In	None
Series 0 Recording/Timers/Timer 6/ - Trigger Out	None
Series 0 Recording/Timers/Timer 6/ - null	0
Series 0 Recording/Tracks/ - null	0.0
Series 0 Recording/Tracks/Track 1/ - Acquire	0
Series 0 Recording/Tracks/Track 1/ - Bleach After Scan Number	0
Series 0 Recording/Tracks/Track 1/ - Bleach Count	1
Series 0 Recording/Tracks/Track 1/ - Bleach Position Z	0.0
Series 0 Recording/Tracks/Track 1/ - Bleach Scan Number	1
Series 0 Recording/Tracks/Track 1/ - Collimator 1 Name	IR/Vis
Series 0 Recording/Tracks/Track 1/ - Collimator 1 Position	1
Series 0 Recording/Tracks/Track 1/ - Collimator 2 Name	UV/Visd
Series 0 Recording/Tracks/Track 1/ - Collimator 2 Position	52
Series 0 Recording/Tracks/Track 1/ - Condensor Aperture	0.0
Series 0 Recording/Tracks/Track 1/ - Condensor Frontlens	0
Series 0 Recording/Tracks/Track 1/ - Enable Spot Bleach Pos	0
Series 0 Recording/Tracks/Track 1/ - Field Stop Value	100.0
Series 0 Recording/Tracks/Track 1/ - ID Condensor Aperture	8
Series 0 Recording/Tracks/Track 1/ - ID Condensor Frontlens	!
Series 0 Recording/Tracks/Track 1/ - ID Condensor Revolver	_
Series 0 Recording/Tracks/Track 1/ - ID Field Stop	LFB1a
Series 0 Recording/Tracks/Track 1/ - ID Transmission 1	1.0
Series 0 Recording/Tracks/Track 1/ - ID Transmission 2	1.0
Series 0 Recording/Tracks/Track 1/ - ID Transmission Filter 1	FWVirtual
Series 0 Recording/Tracks/Track 1/ - ID Transmission Filter 2	;
Series 0 Recording/Tracks/Track 1/ - Is Bleach Track	0
Series 0 Recording/Tracks/Track 1/ - Is Ratio Track	0
Series 0 Recording/Tracks/Track 1/ - Multiplex Order	4
Series 0 Recording/Tracks/Track 1/ - Multiplex Type	1
Series 0 Recording/Tracks/Track 1/ - Name	Lambda
Series 0 Recording/Tracks/Track 1/ - Pixel Time	1.5999999902760462
Series 0 Recording/Tracks/Track 1/ - Repeat Bleach	0
Series 0 Recording/Tracks/Track 1/ - SPI Center Wavelength	582.53
Series 0 Recording/Tracks/Track 1/ - Sampling Method	1
Series 0 Recording/Tracks/Track 1/ - Sampling Mode	1
Series 0 Recording/Tracks/Track 1/ - Sampling Number	4
Series 0 Recording/Tracks/Track 1/ - Spot Bleach Position X	0.0
Series 0 Recording/Tracks/Track 1/ - Spot Bleach Position Y	0.0
Series 0 Recording/Tracks/Track 1/ - Trigger In	None
Series 0 Recording/Tracks/Track 1/ - Trigger Out	None
Series 0 Recording/Tracks/Track 1/ - null	0.0
Series 0 Recording/Tracks/Track 1/Beam Splitters/ - null	FW1
Series 0 Recording/Tracks/Track 1/Beam Splitters/Beam Splitter 1/ - Filter	HFT 405/488/543
Series 0 Recording/Tracks/Track 1/Beam Splitters/Beam Splitter 1/ - Filter Set	HT
Series 0 Recording/Tracks/Track 1/Beam Splitters/Beam Splitter 1/ - Name	HT(
Series 0 Recording/Tracks/Track 1/Beam Splitters/Beam Splitter 1/ - null	575.0
Series 0 Recording/Tracks/Track 1/Beam Splitters/Beam Splitter 2/ - Filter	None
Series 0 Recording/Tracks/Track 1/Beam Splitters/Beam Splitter 2/ - Filter Set	NT1
Series 0 Recording/Tracks/Track 1/Beam Splitters/Beam Splitter 2/ - Name	NT1
Series 0 Recording/Tracks/Track 1/Beam Splitters/Beam Splitter 2/ - null	HT(
Series 0 Recording/Tracks/Track 1/Beam Splitters/Beam Splitter 3/ - Filter	NFT 490
Series 0 Recording/Tracks/Track 1/Beam Splitters/Beam Splitter 3/ - Filter Set	NT2
Series 0 Recording/Tracks/Track 1/Beam Splitters/Beam Splitter 3/ - Name	NT2
Series 0 Recording/Tracks/Track 1/Beam Splitters/Beam Splitter 3/ - null	NT1
Series 0 Recording/Tracks/Track 1/Beam Splitters/Beam Splitter 4/ - Filter	None
Series 0 Recording/Tracks/Track 1/Beam Splitters/Beam Splitter 4/ - Filter Set	NT3
Series 0 Recording/Tracks/Track 1/Beam Splitters/Beam Splitter 4/ - Name	NT3
Series 0 Recording/Tracks/Track 1/Beam Splitters/Beam Splitter 4/ - null	NT2
Series 0 Recording/Tracks/Track 1/Beam Splitters/Beam Splitter 5/ - Filter	None
Series 0 Recording/Tracks/Track 1/Beam Splitters/Beam Splitter 5/ - Filter Set	FW1
Series 0 Recording/Tracks/Track 1/Beam Splitters/Beam Splitter 5/ - Name	FW1
Series 0 Recording/Tracks/Track 1/Beam Splitters/Beam Splitter 5/ - null	NT3
Series 0 Recording/Tracks/Track 1/Data Channels/ - null	0.0
Series 0 Recording/Tracks/Track 1/Data Channels/Data Channel 1/ - Acquire	-1
Series 0 Recording/Tracks/Track 1/Data Channels/Data Channel 1/ - Bits Per Sample	8
Series 0 Recording/Tracks/Track 1/Data Channels/Data Channel 1/ - Color	255
Series 0 Recording/Tracks/Track 1/Data Channels/Data Channel 1/ - Name	ChS1m
Series 0 Recording/Tracks/Track 1/Data Channels/Data Channel 1/ - Ratio Channel 1	Ch1)
Series 0 Recording/Tracks/Track 1/Data Channels/Data Channel 1/ - Ratio Channel 2	Ch1P
Series 0 Recording/Tracks/Track 1/Data Channels/Data Channel 1/ - Ratio Const. 1	0.0
Series 0 Recording/Tracks/Track 1/Data Channels/Data Channel 1/ - Ratio Const. 2	0.0
Series 0 Recording/Tracks/Track 1/Data Channels/Data Channel 1/ - Ratio Const. 3	1.0
Series 0 Recording/Tracks/Track 1/Data Channels/Data Channel 1/ - Ratio Const. 4	0.0
Series 0 Recording/Tracks/Track 1/Data Channels/Data Channel 1/ - Ratio Const. 5	1.0
Series 0 Recording/Tracks/Track 1/Data Channels/Data Channel 1/ - Ratio Const. 6	0.0
Series 0 Recording/Tracks/Track 1/Data Channels/Data Channel 1/ - Ratio First Images 1	-1
Series 0 Recording/Tracks/Track 1/Data Channels/Data Channel 1/ - Ratio First Images 2	-1
Series 0 Recording/Tracks/Track 1/Data Channels/Data Channel 1/ - Ratio Track 1	0
Series 0 Recording/Tracks/Track 1/Data Channels/Data Channel 1/ - Ratio Track 2	0
Series 0 Recording/Tracks/Track 1/Data Channels/Data Channel 1/ - Ratio Type	0
Series 0 Recording/Tracks/Track 1/Data Channels/Data Channel 1/ - Sample Type	1
Series 0 Recording/Tracks/Track 1/Data Channels/Data Channel 1/ - Spectrum	-1.0000 -1.0000 -1.0000 -1.0000 -1.0000 -1.0000 -1.0000 -1.0000 -1.0000 -1.0000 -1.0000 -1.0000 -1.0000 -1.0000 -1.0000 -1.0000 -1.0000 -1.0000 -1.0000 -1.0000 -1.0000 -1.0000 -1.0000 -1.0000 -1.0000 -1.0000 -1.0000 -1.0000 -1.0000 -1.0000 -1.0000 -1.0000 1.0000 0.0000
Series 0 Recording/Tracks/Track 1/Data Channels/Data Channel 1/ - null	0
Series 0 Recording/Tracks/Track 1/Detection Channels/ - null	575.0
Series 0 Recording/Tracks/Track 1/Detection Channels/Detection Channel 10/ - Acquire	-1
Series 0 Recording/Tracks/Track 1/Detection Channels/Detection Channel 10/ - Amplifier Gain	1.0
Series 0 Recording/Tracks/Track 1/Detection Channels/Detection Channel 10/ - Amplifier Gain B/C 1	1.0
Series 0 Recording/Tracks/Track 1/Detection Channels/Detection Channel 10/ - Amplifier Gain B/C 2	1.0
Series 0 Recording/Tracks/Track 1/Detection Channels/Detection Channel 10/ - Amplifier Offset	0.1
Series 0 Recording/Tracks/Track 1/Detection Channels/Detection Channel 10/ - Amplifier Offset B/C 1	0.1
Series 0 Recording/Tracks/Track 1/Detection Channels/Detection Channel 10/ - Amplifier Offset B/C 2	0.1
Series 0 Recording/Tracks/Track 1/Detection Channels/Detection Channel 10/ - Detection Channel Name	ChSa
Series 0 Recording/Tracks/Track 1/Detection Channels/Detection Channel 10/ - Detector Gain	592.9618768328446
Series 0 Recording/Tracks/Track 1/Detection Channels/Detection Channel 10/ - Detector Gain B/C 1	0.0
Series 0 Recording/Tracks/Track 1/Detection Channels/Detection Channel 10/ - Detector Gain B/C 2	0.0
Series 0 Recording/Tracks/Track 1/Detection Channels/Detection Channel 10/ - Detector Name	PmtSPI1
Series 0 Recording/Tracks/Track 1/Detection Channels/Detection Channel 10/ - Filter Name	BP 505-550"
Series 0 Recording/Tracks/Track 1/Detection Channels/Detection Channel 10/ - Filter Set Name	EF3
Series 0 Recording/Tracks/Track 1/Detection Channels/Detection Channel 10/ - Pinhole Diameter	132.0
Series 0 Recording/Tracks/Track 1/Detection Channels/Detection Channel 10/ - Pinhole Name	PH1
Series 0 Recording/Tracks/Track 1/Detection Channels/Detection Channel 10/ - SPI Wavelength End	753.73
Series 0 Recording/Tracks/Track 1/Detection Channels/Detection Channel 10/ - SPI Wavelength Start	411.33
Series 0 Recording/Tracks/Track 1/Detection Channels/Detection Channel 10/ - Spectral Scan Channels	32
Series 0 Recording/Tracks/Track 1/Detection Channels/Detection Channel 10/ - null	575.0
Series 0 Recording/Tracks/Track 1/Detection Channels/Detection Channel 11/ - Acquire	0
Series 0 Recording/Tracks/Track 1/Detection Channels/Detection Channel 11/ - Amplifier Gain	1.0
Series 0 Recording/Tracks/Track 1/Detection Channels/Detection Channel 11/ - Amplifier Gain B/C 1	1.0
Series 0 Recording/Tracks/Track 1/Detection Channels/Detection Channel 11/ - Amplifier Gain B/C 2	1.0
Series 0 Recording/Tracks/Track 1/Detection Channels/Detection Channel 11/ - Amplifier Offset	0.1
Series 0 Recording/Tracks/Track 1/Detection Channels/Detection Channel 11/ - Amplifier Offset B/C 1	0.1
Series 0 Recording/Tracks/Track 1/Detection Channels/Detection Channel 11/ - Amplifier Offset B/C 2	0.1
Series 0 Recording/Tracks/Track 1/Detection Channels/Detection Channel 11/ - Detection Channel Name	Ch2
Series 0 Recording/Tracks/Track 1/Detection Channels/Detection Channel 11/ - Detector Gain	705.8823529411764
Series 0 Recording/Tracks/Track 1/Detection Channels/Detection Channel 11/ - Detector Gain B/C 1	0.0
Series 0 Recording/Tracks/Track 1/Detection Channels/Detection Channel 11/ - Detector Gain B/C 2	0.0
Series 0 Recording/Tracks/Track 1/Detection Channels/Detection Channel 11/ - Detector Name	Pmt2
Series 0 Recording/Tracks/Track 1/Detection Channels/Detection Channel 11/ - Filter Name	BP 420-480
Series 0 Recording/Tracks/Track 1/Detection Channels/Detection Channel 11/ - Filter Set Name	EF2
Series 0 Recording/Tracks/Track 1/Detection Channels/Detection Channel 11/ - Integrator Name	IntegratorD
Series 0 Recording/Tracks/Track 1/Detection Channels/Detection Channel 11/ - Pinhole Diameter	96.0
Series 0 Recording/Tracks/Track 1/Detection Channels/Detection Channel 11/ - Pinhole Name	PH2
Series 0 Recording/Tracks/Track 1/Detection Channels/Detection Channel 11/ - SPI Wavelength End	735.0
Series 0 Recording/Tracks/Track 1/Detection Channels/Detection Channel 11/ - SPI Wavelength Start	415.0
Series 0 Recording/Tracks/Track 1/Detection Channels/Detection Channel 11/ - Spectral Scan Channels	32
Series 0 Recording/Tracks/Track 1/Detection Channels/Detection Channel 11/ - null	575.0
Series 0 Recording/Tracks/Track 1/Detection Channels/Detection Channel 12/ - Acquire	0
Series 0 Recording/Tracks/Track 1/Detection Channels/Detection Channel 12/ - Amplifier Gain	1.0
Series 0 Recording/Tracks/Track 1/Detection Channels/Detection Channel 12/ - Amplifier Gain B/C 1	1.0
Series 0 Recording/Tracks/Track 1/Detection Channels/Detection Channel 12/ - Amplifier Gain B/C 2	1.0
Series 0 Recording/Tracks/Track 1/Detection Channels/Detection Channel 12/ - Amplifier Offset	0.1
Series 0 Recording/Tracks/Track 1/Detection Channels/Detection Channel 12/ - Amplifier Offset B/C 1	0.1
Series 0 Recording/Tracks/Track 1/Detection Channels/Detection Channel 12/ - Amplifier Offset B/C 2	0.1
Series 0 Recording/Tracks/Track 1/Detection Channels/Detection Channel 12/ - Detection Channel Name	Ch3
Series 0 Recording/Tracks/Track 1/Detection Channels/Detection Channel 12/ - Detector Gain	857.8431372549019
Series 0 Recording/Tracks/Track 1/Detection Channels/Detection Channel 12/ - Detector Gain B/C 1	0.0
Series 0 Recording/Tracks/Track 1/Detection Channels/Detection Channel 12/ - Detector Gain B/C 2	0.0
Series 0 Recording/Tracks/Track 1/Detection Channels/Detection Channel 12/ - Detector Name	Pmt3
Series 0 Recording/Tracks/Track 1/Detection Channels/Detection Channel 12/ - Dye Folder	7
Series 0 Recording/Tracks/Track 1/Detection Channels/Detection Channel 12/ - Dye Name	)
Series 0 Recording/Tracks/Track 1/Detection Channels/Detection Channel 12/ - Filter Name	BP 505-550
Series 0 Recording/Tracks/Track 1/Detection Channels/Detection Channel 12/ - Filter Set Name	EF3
Series 0 Recording/Tracks/Track 1/Detection Channels/Detection Channel 12/ - Integrator Name	IntegratorSPI
Series 0 Recording/Tracks/Track 1/Detection Channels/Detection Channel 12/ - Pinhole Diameter	114.0
Series 0 Recording/Tracks/Track 1/Detection Channels/Detection Channel 12/ - Pinhole Name	PH3
Series 0 Recording/Tracks/Track 1/Detection Channels/Detection Channel 12/ - SPI Wavelength End	735.0
Series 0 Recording/Tracks/Track 1/Detection Channels/Detection Channel 12/ - SPI Wavelength Start	415.0
Series 0 Recording/Tracks/Track 1/Detection Channels/Detection Channel 12/ - Spectral Scan Channels	32
Series 0 Recording/Tracks/Track 1/Detection Channels/Detection Channel 12/ - null	575.0
Series 0 Recording/Tracks/Track 1/Detection Channels/Detection Channel 13/ - Acquire	0
Series 0 Recording/Tracks/Track 1/Detection Channels/Detection Channel 13/ - Amplifier Gain	1.0
Series 0 Recording/Tracks/Track 1/Detection Channels/Detection Channel 13/ - Amplifier Gain B/C 1	1.0
Series 0 Recording/Tracks/Track 1/Detection Channels/Detection Channel 13/ - Amplifier Gain B/C 2	1.0
Series 0 Recording/Tracks/Track 1/Detection Channels/Detection Channel 13/ - Amplifier Offset	0.1
Series 0 Recording/Tracks/Track 1/Detection Channels/Detection Channel 13/ - Amplifier Offset B/C 1	0.1
Series 0 Recording/Tracks/Track 1/Detection Channels/Detection Channel 13/ - Amplifier Offset B/C 2	0.1
Series 0 Recording/Tracks/Track 1/Detection Channels/Detection Channel 13/ - Detection Channel Name	ChD
Series 0 Recording/Tracks/Track 1/Detection Channels/Detection Channel 13/ - Detector Gain	78.43137254901961
Series 0 Recording/Tracks/Track 1/Detection Channels/Detection Channel 13/ - Detector Gain B/C 1	0.0
Series 0 Recording/Tracks/Track 1/Detection Channels/Detection Channel 13/ - Detector Gain B/C 2	0.0
Series 0 Recording/Tracks/Track 1/Detection Channels/Detection Channel 13/ - Detector Name	PmtD
Series 0 Recording/Tracks/Track 1/Detection Channels/Detection Channel 13/ - Dye Name	L
Series 0 Recording/Tracks/Track 1/Detection Channels/Detection Channel 13/ - Integrator Name	IntegratorD
Series 0 Recording/Tracks/Track 1/Detection Channels/Detection Channel 13/ - Pinhole Diameter	0.0
Series 0 Recording/Tracks/Track 1/Detection Channels/Detection Channel 13/ - Pinhole Name	PH1
Series 0 Recording/Tracks/Track 1/Detection Channels/Detection Channel 13/ - SPI Wavelength End	735.0
Series 0 Recording/Tracks/Track 1/Detection Channels/Detection Channel 13/ - SPI Wavelength Start	415.0
Series 0 Recording/Tracks/Track 1/Detection Channels/Detection Channel 13/ - Spectral Scan Channels	32
Series 0 Recording/Tracks/Track 1/Detection Channels/Detection Channel 13/ - null	575.0
Series 0 Recording/Tracks/Track 1/Detection Channels/Detection Channel 2/ - Acquire	0
Series 0 Recording/Tracks/Track 1/Detection Channels/Detection Channel 2/ - Amplifier Gain	1.0
Series 0 Recording/Tracks/Track 1/Detection Channels/Detection Channel 2/ - Amplifier Gain B/C 1	1.0
Series 0 Recording/Tracks/Track 1/Detection Channels/Detection Channel 2/ - Amplifier Gain B/C 2	1.0
Series 0 Recording/Tracks/Track 1/Detection Channels/Detection Channel 2/ - Amplifier Offset	0.1
Series 0 Recording/Tracks/Track 1/Detection Channels/Detection Channel 2/ - Amplifier Offset B/C 1	0.1
Series 0 Recording/Tracks/Track 1/Detection Channels/Detection Channel 2/ - Amplifier Offset B/C 2	0.1
Series 0 Recording/Tracks/Track 1/Detection Channels/Detection Channel 2/ - Detection Channel Name	ChS1
Series 0 Recording/Tracks/Track 1/Detection Channels/Detection Channel 2/ - Detector Gain	592.9618768328446
Series 0 Recording/Tracks/Track 1/Detection Channels/Detection Channel 2/ - Detector Gain B/C 1	0.0
Series 0 Recording/Tracks/Track 1/Detection Channels/Detection Channel 2/ - Detector Gain B/C 2	0.0
Series 0 Recording/Tracks/Track 1/Detection Channels/Detection Channel 2/ - Detector Name	PmtSPI1
Series 0 Recording/Tracks/Track 1/Detection Channels/Detection Channel 2/ - Integrator Name	IntegratorSPI
Series 0 Recording/Tracks/Track 1/Detection Channels/Detection Channel 2/ - Pinhole Diameter	132.0
Series 0 Recording/Tracks/Track 1/Detection Channels/Detection Channel 2/ - Pinhole Name	PH1
Series 0 Recording/Tracks/Track 1/Detection Channels/Detection Channel 2/ - SPI Wavelength End	753.73
Series 0 Recording/Tracks/Track 1/Detection Channels/Detection Channel 2/ - SPI Wavelength Start	411.33
Series 0 Recording/Tracks/Track 1/Detection Channels/Detection Channel 2/ - Spectral Scan Channels	32
Series 0 Recording/Tracks/Track 1/Detection Channels/Detection Channel 2/ - null	575.0
Series 0 Recording/Tracks/Track 1/Detection Channels/Detection Channel 3/ - Acquire	0
Series 0 Recording/Tracks/Track 1/Detection Channels/Detection Channel 3/ - Amplifier Gain	1.0
Series 0 Recording/Tracks/Track 1/Detection Channels/Detection Channel 3/ - Amplifier Gain B/C 1	1.0
Series 0 Recording/Tracks/Track 1/Detection Channels/Detection Channel 3/ - Amplifier Gain B/C 2	1.0
Series 0 Recording/Tracks/Track 1/Detection Channels/Detection Channel 3/ - Amplifier Offset	0.1
Series 0 Recording/Tracks/Track 1/Detection Channels/Detection Channel 3/ - Amplifier Offset B/C 1	0.1
Series 0 Recording/Tracks/Track 1/Detection Channels/Detection Channel 3/ - Amplifier Offset B/C 2	0.1
Series 0 Recording/Tracks/Track 1/Detection Channels/Detection Channel 3/ - Detection Channel Name	ChS2
Series 0 Recording/Tracks/Track 1/Detection Channels/Detection Channel 3/ - Detector Gain	592.9618768328446
Series 0 Recording/Tracks/Track 1/Detection Channels/Detection Channel 3/ - Detector Gain B/C 1	0.0
Series 0 Recording/Tracks/Track 1/Detection Channels/Detection Channel 3/ - Detector Gain B/C 2	0.0
Series 0 Recording/Tracks/Track 1/Detection Channels/Detection Channel 3/ - Detector Name	PmtSPI17
Series 0 Recording/Tracks/Track 1/Detection Channels/Detection Channel 3/ - Dye Folder	2
Series 0 Recording/Tracks/Track 1/Detection Channels/Detection Channel 3/ - Dye Name	,
Series 0 Recording/Tracks/Track 1/Detection Channels/Detection Channel 3/ - Integrator Name	IntegratorSPI

Series 0 Recording/Tracks/Track 1/Detection Channels/Detection Channel 3/ - Pinhole Diameter	132.0
Series 0 Recording/Tracks/Track 1/Detection Channels/Detection Channel 3/ - Pinhole Name	PH1
Series 0 Recording/Tracks/Track 1/Detection Channels/Detection Channel 3/ - SPI Wavelength End	753.73
Series 0 Recording/Tracks/Track 1/Detection Channels/Detection Channel 3/ - SPI Wavelength Start	411.33
Series 0 Recording/Tracks/Track 1/Detection Channels/Detection Channel 3/ - Spectral Scan Channels	32
Series 0 Recording/Tracks/Track 1/Detection Channels/Detection Channel 3/ - null	575.0
Series 0 Recording/Tracks/Track 1/Detection Channels/Detection Channel 4/ - Acquire	0
Series 0 Recording/Tracks/Track 1/Detection Channels/Detection Channel 4/ - Amplifier Gain	1.0
Series 0 Recording/Tracks/Track 1/Detection Channels/Detection Channel 4/ - Amplifier Gain B/C 1	1.0
Series 0 Recording/Tracks/Track 1/Detection Channels/Detection Channel 4/ - Amplifier Gain B/C 2	1.0
Series 0 Recording/Tracks/Track 1/Detection Channels/Detection Channel 4/ - Amplifier Offset	0.1
Series 0 Recording/Tracks/Track 1/Detection Channels/Detection Channel 4/ - Amplifier Offset B/C 1	0.1
Series 0 Recording/Tracks/Track 1/Detection Channels/Detection Channel 4/ - Amplifier Offset B/C 2	0.1
Series 0 Recording/Tracks/Track 1/Detection Channels/Detection Channel 4/ - Detection Channel Name	ChS3
Series 0 Recording/Tracks/Track 1/Detection Channels/Detection Channel 4/ - Detector Gain	592.9618768328446
Series 0 Recording/Tracks/Track 1/Detection Channels/Detection Channel 4/ - Detector Gain B/C 1	0.0
Series 0 Recording/Tracks/Track 1/Detection Channels/Detection Channel 4/ - Detector Gain B/C 2	0.0
Series 0 Recording/Tracks/Track 1/Detection Channels/Detection Channel 4/ - Detector Name	PmtSPI1
Series 0 Recording/Tracks/Track 1/Detection Channels/Detection Channel 4/ - Dye Name	]
Series 0 Recording/Tracks/Track 1/Detection Channels/Detection Channel 4/ - Integrator Name	IntegratorSPI
Series 0 Recording/Tracks/Track 1/Detection Channels/Detection Channel 4/ - Pinhole Diameter	132.0
Series 0 Recording/Tracks/Track 1/Detection Channels/Detection Channel 4/ - Pinhole Name	PH1
Series 0 Recording/Tracks/Track 1/Detection Channels/Detection Channel 4/ - SPI Wavelength End	753.73
Series 0 Recording/Tracks/Track 1/Detection Channels/Detection Channel 4/ - SPI Wavelength Start	411.33
Series 0 Recording/Tracks/Track 1/Detection Channels/Detection Channel 4/ - Spectral Scan Channels	32
Series 0 Recording/Tracks/Track 1/Detection Channels/Detection Channel 4/ - null	575.0
Series 0 Recording/Tracks/Track 1/Detection Channels/Detection Channel 5/ - Acquire	0
Series 0 Recording/Tracks/Track 1/Detection Channels/Detection Channel 5/ - Amplifier Gain	1.0
Series 0 Recording/Tracks/Track 1/Detection Channels/Detection Channel 5/ - Amplifier Gain B/C 1	1.0
Series 0 Recording/Tracks/Track 1/Detection Channels/Detection Channel 5/ - Amplifier Gain B/C 2	1.0
Series 0 Recording/Tracks/Track 1/Detection Channels/Detection Channel 5/ - Amplifier Offset	0.1
Series 0 Recording/Tracks/Track 1/Detection Channels/Detection Channel 5/ - Amplifier Offset B/C 1	0.1
Series 0 Recording/Tracks/Track 1/Detection Channels/Detection Channel 5/ - Amplifier Offset B/C 2	0.1
Series 0 Recording/Tracks/Track 1/Detection Channels/Detection Channel 5/ - Detection Channel Name	ChS4
Series 0 Recording/Tracks/Track 1/Detection Channels/Detection Channel 5/ - Detector Gain	592.9618768328446
Series 0 Recording/Tracks/Track 1/Detection Channels/Detection Channel 5/ - Detector Gain B/C 1	0.0
Series 0 Recording/Tracks/Track 1/Detection Channels/Detection Channel 5/ - Detector Gain B/C 2	0.0
Series 0 Recording/Tracks/Track 1/Detection Channels/Detection Channel 5/ - Detector Name	PmtSPI1
Series 0 Recording/Tracks/Track 1/Detection Channels/Detection Channel 5/ - Integrator Name	IntegratorSPI
Series 0 Recording/Tracks/Track 1/Detection Channels/Detection Channel 5/ - Pinhole Diameter	132.0
Series 0 Recording/Tracks/Track 1/Detection Channels/Detection Channel 5/ - Pinhole Name	PH1x
Series 0 Recording/Tracks/Track 1/Detection Channels/Detection Channel 5/ - SPI Wavelength End	753.73
Series 0 Recording/Tracks/Track 1/Detection Channels/Detection Channel 5/ - SPI Wavelength Start	411.33
Series 0 Recording/Tracks/Track 1/Detection Channels/Detection Channel 5/ - Spectral Scan Channels	32
Series 0 Recording/Tracks/Track 1/Detection Channels/Detection Channel 5/ - null	575.0
Series 0 Recording/Tracks/Track 1/Detection Channels/Detection Channel 6/ - Acquire	0
Series 0 Recording/Tracks/Track 1/Detection Channels/Detection Channel 6/ - Amplifier Gain	1.0
Series 0 Recording/Tracks/Track 1/Detection Channels/Detection Channel 6/ - Amplifier Gain B/C 1	1.0
Series 0 Recording/Tracks/Track 1/Detection Channels/Detection Channel 6/ - Amplifier Gain B/C 2	1.0
Series 0 Recording/Tracks/Track 1/Detection Channels/Detection Channel 6/ - Amplifier Offset	0.1
Series 0 Recording/Tracks/Track 1/Detection Channels/Detection Channel 6/ - Amplifier Offset B/C 1	0.1
Series 0 Recording/Tracks/Track 1/Detection Channels/Detection Channel 6/ - Amplifier Offset B/C 2	0.1
Series 0 Recording/Tracks/Track 1/Detection Channels/Detection Channel 6/ - Detection Channel Name	ChS5
Series 0 Recording/Tracks/Track 1/Detection Channels/Detection Channel 6/ - Detector Gain	592.9618768328446
Series 0 Recording/Tracks/Track 1/Detection Channels/Detection Channel 6/ - Detector Gain B/C 1	0.0
Series 0 Recording/Tracks/Track 1/Detection Channels/Detection Channel 6/ - Detector Gain B/C 2	0.0
Series 0 Recording/Tracks/Track 1/Detection Channels/Detection Channel 6/ - Detector Name	PmtSPI1.
Series 0 Recording/Tracks/Track 1/Detection Channels/Detection Channel 6/ - Dye Folder	D
Series 0 Recording/Tracks/Track 1/Detection Channels/Detection Channel 6/ - Integrator Name	IntegratorSPI
Series 0 Recording/Tracks/Track 1/Detection Channels/Detection Channel 6/ - Pinhole Diameter	132.0
Series 0 Recording/Tracks/Track 1/Detection Channels/Detection Channel 6/ - Pinhole Name	PH1
Series 0 Recording/Tracks/Track 1/Detection Channels/Detection Channel 6/ - SPI Wavelength End	753.73
Series 0 Recording/Tracks/Track 1/Detection Channels/Detection Channel 6/ - SPI Wavelength Start	411.33
Series 0 Recording/Tracks/Track 1/Detection Channels/Detection Channel 6/ - Spectral Scan Channels	32
Series 0 Recording/Tracks/Track 1/Detection Channels/Detection Channel 6/ - null	575.0
Series 0 Recording/Tracks/Track 1/Detection Channels/Detection Channel 7/ - Acquire	0
Series 0 Recording/Tracks/Track 1/Detection Channels/Detection Channel 7/ - Amplifier Gain	1.0
Series 0 Recording/Tracks/Track 1/Detection Channels/Detection Channel 7/ - Amplifier Gain B/C 1	1.0
Series 0 Recording/Tracks/Track 1/Detection Channels/Detection Channel 7/ - Amplifier Gain B/C 2	1.0
Series 0 Recording/Tracks/Track 1/Detection Channels/Detection Channel 7/ - Amplifier Offset	0.1
Series 0 Recording/Tracks/Track 1/Detection Channels/Detection Channel 7/ - Amplifier Offset B/C 1	0.1
Series 0 Recording/Tracks/Track 1/Detection Channels/Detection Channel 7/ - Amplifier Offset B/C 2	0.1
Series 0 Recording/Tracks/Track 1/Detection Channels/Detection Channel 7/ - Detection Channel Name	ChS6
Series 0 Recording/Tracks/Track 1/Detection Channels/Detection Channel 7/ - Detector Gain	592.9618768328446
Series 0 Recording/Tracks/Track 1/Detection Channels/Detection Channel 7/ - Detector Gain B/C 1	0.0
Series 0 Recording/Tracks/Track 1/Detection Channels/Detection Channel 7/ - Detector Gain B/C 2	0.0
Series 0 Recording/Tracks/Track 1/Detection Channels/Detection Channel 7/ - Detector Name	PmtSPI1
Series 0 Recording/Tracks/Track 1/Detection Channels/Detection Channel 7/ - Integrator Name	IntegratorSPI
Series 0 Recording/Tracks/Track 1/Detection Channels/Detection Channel 7/ - Pinhole Diameter	132.0
Series 0 Recording/Tracks/Track 1/Detection Channels/Detection Channel 7/ - Pinhole Name	PH1
Series 0 Recording/Tracks/Track 1/Detection Channels/Detection Channel 7/ - SPI Wavelength End	753.73
Series 0 Recording/Tracks/Track 1/Detection Channels/Detection Channel 7/ - SPI Wavelength Start	411.33
Series 0 Recording/Tracks/Track 1/Detection Channels/Detection Channel 7/ - Spectral Scan Channels	32
Series 0 Recording/Tracks/Track 1/Detection Channels/Detection Channel 7/ - null	575.0
Series 0 Recording/Tracks/Track 1/Detection Channels/Detection Channel 8/ - Acquire	0
Series 0 Recording/Tracks/Track 1/Detection Channels/Detection Channel 8/ - Amplifier Gain	1.0
Series 0 Recording/Tracks/Track 1/Detection Channels/Detection Channel 8/ - Amplifier Gain B/C 1	1.0
Series 0 Recording/Tracks/Track 1/Detection Channels/Detection Channel 8/ - Amplifier Gain B/C 2	1.0
Series 0 Recording/Tracks/Track 1/Detection Channels/Detection Channel 8/ - Amplifier Offset	0.1
Series 0 Recording/Tracks/Track 1/Detection Channels/Detection Channel 8/ - Amplifier Offset B/C 1	0.1
Series 0 Recording/Tracks/Track 1/Detection Channels/Detection Channel 8/ - Amplifier Offset B/C 2	0.1
Series 0 Recording/Tracks/Track 1/Detection Channels/Detection Channel 8/ - Detection Channel Name	ChS7
Series 0 Recording/Tracks/Track 1/Detection Channels/Detection Channel 8/ - Detector Gain	592.9618768328446
Series 0 Recording/Tracks/Track 1/Detection Channels/Detection Channel 8/ - Detector Gain B/C 1	0.0
Series 0 Recording/Tracks/Track 1/Detection Channels/Detection Channel 8/ - Detector Gain B/C 2	0.0
Series 0 Recording/Tracks/Track 1/Detection Channels/Detection Channel 8/ - Detector Name	PmtSPI1
Series 0 Recording/Tracks/Track 1/Detection Channels/Detection Channel 8/ - Dye Folder	+
Series 0 Recording/Tracks/Track 1/Detection Channels/Detection Channel 8/ - Dye Name	2
Series 0 Recording/Tracks/Track 1/Detection Channels/Detection Channel 8/ - Integrator Name	IntegratorSPI
Series 0 Recording/Tracks/Track 1/Detection Channels/Detection Channel 8/ - Pinhole Diameter	132.0
Series 0 Recording/Tracks/Track 1/Detection Channels/Detection Channel 8/ - Pinhole Name	PH1
Series 0 Recording/Tracks/Track 1/Detection Channels/Detection Channel 8/ - SPI Wavelength End	753.73
Series 0 Recording/Tracks/Track 1/Detection Channels/Detection Channel 8/ - SPI Wavelength Start	411.33
Series 0 Recording/Tracks/Track 1/Detection Channels/Detection Channel 8/ - Spectral Scan Channels	32
Series 0 Recording/Tracks/Track 1/Detection Channels/Detection Channel 8/ - null	575.0
Series 0 Recording/Tracks/Track 1/Detection Channels/Detection Channel 9/ - Acquire	0
Series 0 Recording/Tracks/Track 1/Detection Channels/Detection Channel 9/ - Amplifier Gain	1.0
Series 0 Recording/Tracks/Track 1/Detection Channels/Detection Channel 9/ - Amplifier Gain B/C 1	1.0
Series 0 Recording/Tracks/Track 1/Detection Channels/Detection Channel 9/ - Amplifier Gain B/C 2	1.0
Series 0 Recording/Tracks/Track 1/Detection Channels/Detection Channel 9/ - Amplifier Offset	0.1
Series 0 Recording/Tracks/Track 1/Detection Channels/Detection Channel 9/ - Amplifier Offset B/C 1	0.1
Series 0 Recording/Tracks/Track 1/Detection Channels/Detection Channel 9/ - Amplifier Offset B/C 2	0.1
Series 0 Recording/Tracks/Track 1/Detection Channels/Detection Channel 9/ - Detection Channel Name	ChS8
Series 0 Recording/Tracks/Track 1/Detection Channels/Detection Channel 9/ - Detector Gain	592.9618768328446
Series 0 Recording/Tracks/Track 1/Detection Channels/Detection Channel 9/ - Detector Gain B/C 1	0.0
Series 0 Recording/Tracks/Track 1/Detection Channels/Detection Channel 9/ - Detector Gain B/C 2	0.0
Series 0 Recording/Tracks/Track 1/Detection Channels/Detection Channel 9/ - Detector Name	PmtSPI1
Series 0 Recording/Tracks/Track 1/Detection Channels/Detection Channel 9/ - Filter Name	BP 420-480
Series 0 Recording/Tracks/Track 1/Detection Channels/Detection Channel 9/ - Filter Set Name	EF2
Series 0 Recording/Tracks/Track 1/Detection Channels/Detection Channel 9/ - Integrator Name	IntegratorSPI
Series 0 Recording/Tracks/Track 1/Detection Channels/Detection Channel 9/ - Pinhole Diameter	132.0
Series 0 Recording/Tracks/Track 1/Detection Channels/Detection Channel 9/ - Pinhole Name	PH1
Series 0 Recording/Tracks/Track 1/Detection Channels/Detection Channel 9/ - SPI Wavelength End	753.73
Series 0 Recording/Tracks/Track 1/Detection Channels/Detection Channel 9/ - SPI Wavelength Start	411.33
Series 0 Recording/Tracks/Track 1/Detection Channels/Detection Channel 9/ - Spectral Scan Channels	32
Series 0 Recording/Tracks/Track 1/Detection Channels/Detection Channel 9/ - null	575.0
Series 0 Recording/Tracks/Track 1/Illumination Channels/ - null	0.0
Series 0 Recording/Tracks/Track 1/Illumination Channels/Illumination Channel 1/ - Acquire	0
Series 0 Recording/Tracks/Track 1/Illumination Channels/Illumination Channel 1/ - Name	633
Series 0 Recording/Tracks/Track 1/Illumination Channels/Illumination Channel 1/ - Power	0.1
Series 0 Recording/Tracks/Track 1/Illumination Channels/Illumination Channel 1/ - Power B/C 1	0.1
Series 0 Recording/Tracks/Track 1/Illumination Channels/Illumination Channel 1/ - Power B/C 2	0.1
Series 0 Recording/Tracks/Track 1/Illumination Channels/Illumination Channel 1/ - Wavelength	633.0
Series 0 Recording/Tracks/Track 1/Illumination Channels/Illumination Channel 1/ - null	FW1
Series 0 Recording/Tracks/Track 1/Illumination Channels/Illumination Channel 2/ - Acquire	0
Series 0 Recording/Tracks/Track 1/Illumination Channels/Illumination Channel 2/ - Name	458
Series 0 Recording/Tracks/Track 1/Illumination Channels/Illumination Channel 2/ - Power	0.1
Series 0 Recording/Tracks/Track 1/Illumination Channels/Illumination Channel 2/ - Power B/C 1	0.1
Series 0 Recording/Tracks/Track 1/Illumination Channels/Illumination Channel 2/ - Power B/C 2	0.1
Series 0 Recording/Tracks/Track 1/Illumination Channels/Illumination Channel 2/ - Wavelength	458.0
Series 0 Recording/Tracks/Track 1/Illumination Channels/Illumination Channel 2/ - null	0.1
Series 0 Recording/Tracks/Track 1/Illumination Channels/Illumination Channel 3/ - Acquire	0
Series 0 Recording/Tracks/Track 1/Illumination Channels/Illumination Channel 3/ - Name	488
Series 0 Recording/Tracks/Track 1/Illumination Channels/Illumination Channel 3/ - Power	0.1
Series 0 Recording/Tracks/Track 1/Illumination Channels/Illumination Channel 3/ - Power B/C 1	0.1
Series 0 Recording/Tracks/Track 1/Illumination Channels/Illumination Channel 3/ - Power B/C 2	0.1
Series 0 Recording/Tracks/Track 1/Illumination Channels/Illumination Channel 3/ - Wavelength	488.0
Series 0 Recording/Tracks/Track 1/Illumination Channels/Illumination Channel 3/ - null	0.1
Series 0 Recording/Tracks/Track 1/Illumination Channels/Illumination Channel 4/ - Acquire	0
Series 0 Recording/Tracks/Track 1/Illumination Channels/Illumination Channel 4/ - Name	514
Series 0 Recording/Tracks/Track 1/Illumination Channels/Illumination Channel 4/ - Power	0.1
Series 0 Recording/Tracks/Track 1/Illumination Channels/Illumination Channel 4/ - Power B/C 1	0.1
Series 0 Recording/Tracks/Track 1/Illumination Channels/Illumination Channel 4/ - Power B/C 2	0.1
Series 0 Recording/Tracks/Track 1/Illumination Channels/Illumination Channel 4/ - Wavelength	514.0
Series 0 Recording/Tracks/Track 1/Illumination Channels/Illumination Channel 4/ - null	0.1
Series 0 Recording/Tracks/Track 1/Illumination Channels/Illumination Channel 5/ - Acquire	0
Series 0 Recording/Tracks/Track 1/Illumination Channels/Illumination Channel 5/ - Name	543
Series 0 Recording/Tracks/Track 1/Illumination Channels/Illumination Channel 5/ - Power	0.1
Series 0 Recording/Tracks/Track 1/Illumination Channels/Illumination Channel 5/ - Power B/C 1	0.1
Series 0 Recording/Tracks/Track 1/Illumination Channels/Illumination Channel 5/ - Power B/C 2	0.1
Series 0 Recording/Tracks/Track 1/Illumination Channels/Illumination Channel 5/ - Wavelength	543.0
Series 0 Recording/Tracks/Track 1/Illumination Channels/Illumination Channel 5/ - null	0.1
Series 0 Recording/Tracks/Track 1/Illumination Channels/Illumination Channel 6/ - Acquire	0
Series 0 Recording/Tracks/Track 1/Illumination Channels/Illumination Channel 6/ - Name	405
Series 0 Recording/Tracks/Track 1/Illumination Channels/Illumination Channel 6/ - Power	0.1
Series 0 Recording/Tracks/Track 1/Illumination Channels/Illumination Channel 6/ - Power B/C 1	0.1
Series 0 Recording/Tracks/Track 1/Illumination Channels/Illumination Channel 6/ - Power B/C 2	0.1
Series 0 Recording/Tracks/Track 1/Illumination Channels/Illumination Channel 6/ - Wavelength	405.0
Series 0 Recording/Tracks/Track 1/Illumination Channels/Illumination Channel 6/ - null	0.1
Series 0 Recording/Tracks/Track 1/Illumination Channels/Illumination Channel 7/ - Acquire	0
Series 0 Recording/Tracks/Track 1/Illumination Channels/Illumination Channel 7/ - Name	HAL
Series 0 Recording/Tracks/Track 1/Illumination Channels/Illumination Channel 7/ - Power	0.0
Series 0 Recording/Tracks/Track 1/Illumination Channels/Illumination Channel 7/ - Power B/C 1	0.0
Series 0 Recording/Tracks/Track 1/Illumination Channels/Illumination Channel 7/ - Power B/C 2	0.0
Series 0 Recording/Tracks/Track 1/Illumination Channels/Illumination Channel 7/ - Wavelength	0.0
Series 0 Recording/Tracks/Track 1/Illumination Channels/Illumination Channel 7/ - null	0.1
Series 0 ScanType	x-y-z scan
Series 0 SpectralScan	no spectral scan
Series 0 StructureSize	512
Series 0 ThumbnailX	128
Series 0 ThumbnailY	128
Series 0 TimeInterval	1.0
Series 0 ToolbarFlags	0
Series 0 VoxelSizeX	0.1428204109798911
Series 0 VoxelSizeY	0.1428204109798911
Series 0 VoxelSizeZ	0.5

## nefertiti tif
DimensionOrder	XYCZT
IsInterleaved	false
IsRGB	true
LittleEndian	true
PixelType	uint8
SizeC	1
SizeT	1
SizeX	1169
SizeY	926
SizeZ	1
BitsPerSample	8
Comment	8-Bit Copy of montage
Compression	None
ImageLength	926
ImageWidth	1169
Local machine	C:\Documents and Settings\Volker Bäcker\Bureau\EB3siGW_Well1_GFP_Pos1_0029.tif
MetaDataPhotometricInterpretation	Monochrome
MetaMorph	yes
NewSubfileType	0
NumberOfChannels	3
PhotometricInterpretation	Palette
PlanarConfiguration	Chunky
Predictor	No prediction scheme
ResolutionUnit	Inch
SamplesPerPixel	1
Software	MetaMorph 7.1.6.0
XResolution	72
YResolution	72

## nefertiti 2 tif
DimensionOrder	XYCZT
IsInterleaved	false
IsRGB	false
LittleEndian	true
PixelType	uint16
SizeC	1
SizeT	1
SizeX	325
SizeY	257
SizeZ	1
Binning	2 x 2
Bit Depth	12-bit (5 MHz)
BitsPerSample	16
Comment	Duplicated from Acquired at 50%
Compression	None
Digitizer	Fast
Exposure	200 ms
Frames to Average	1
ImageLength	257
ImageWidth	325
Intensifier Gain	0
Local machine	C:\Documents and Settings\Volker Bäcker\Bureau\expt1_Well1_GFP_Pos1_0002.tif
MetaDataPhotometricInterpretation	Monochrome
MetaMorph	yes
NewSubfileType	0
NumberOfChannels	1
PhotometricInterpretation	BlackIsZero
PlanarConfiguration	Chunky
Predictor	No prediction scheme
Region	1300 x 1030, offset at (0, 0)
ResolutionUnit	Inch
SamplesPerPixel	1
Shading	Off
Software	MetaMorph 7.1.6.0
Subtract	Off
Temperature	-30
Trigger On	0
XResolution	72
YResolution	72

## nefertiti stk
DimensionOrder	XYCZT
IsInterleaved	false
IsRGB	false
LittleEndian	true
PixelType	uint16
SizeC	1
SizeT	1
SizeX	2340
SizeY	1854
SizeZ	2
AutoScaleHiInfo	0/1
AutoScaleLoInfo	0/1
BitsPerSample	16
CalibrationUnits	ume
CameraBin	1x1
Compression	None
DateTime	09/07/2009 14:52:14:511
Gamma	17368466
ImageLength	1854
ImageWidth	2340
LastSavedTime	09/07/2009 14:52:30:745
Local machine	C:\Documents and Settings\Volker Bäcker\Bureau\IPA3_Well1_PH_Pos1_0002.stk
MaxScale	4095
MetaDataPhotometricInterpretation	Monochrome
MinScale	0
Name	IPA3
NewSubfileType	0
NumberOfChannels	1
PhotometricInterpretation	BlackIsZero
PlanarConfiguration	Chunky
Predictor	No prediction scheme
ResolutionUnit	Inch
SamplesPerPixel	1
Software	MetaMorph 7.1.6.0
Spatial Calibration	on
StandardLUT	monochrome
ThreshState	off
ThreshStateBlue	64
ThreshStateGreen	128
ThreshStateHi	65535
ThreshStateLo	0
ThreshStateRed	255
Wavelength	0
Wavelength [0]	0.0
Wavelength [1]	0.0
XCalibration	1675/10000
XResolution	72
YCalibration	1675/10000
YResolution	72
Zoom	33
cameraXChipOffset[0]	40263.7
cameraXChipOffset[1]	40263.7
cameraYChipOffset[0]	10945.1
cameraYChipOffset[1]	10945.1
creationDate[0]	09/07/2009
creationDate[1]	09/07/2009
creationTime[0]	14:52:14:511
creationTime[1]	14:52:22:714
gray	-1/1
grayFit	4
grayMax	-1/1
grayMin	-1/1
grayPointCount	0
grayX	-1/1
stageX[0]	40263.7
stageX[1]	40263.7
stageY[0]	10945.1
stageY[1]	10945.1
zDistance[0]	0.1
zDistance[1]	0.0

## osiris stk
DimensionOrder	XYCZT
IsInterleaved	false
IsRGB	false
LittleEndian	true
PixelType	uint16
SizeC	1
SizeT	1
SizeX	1392
SizeY	1040
SizeZ	3
AutoScaleHiInfo	5/100
AutoScaleLoInfo	5/100
Binning	1 x 1
BitsPerSample	16
CalibrationUnits	ixe
Camera Shutter	Open for Expose
CameraBin	1x1
Clear Count	2
Clear Mode	CLEAR PRE EXP
Compression	None
DateTime	01/05/2009 15:28:19:715
Digitizer	10 MHz
Exposure	150 ms
Frames to Average	1
Gain	Gain 3 (4x)
Gamma	8691451
Illumination	Cy3
ImageLength	1040
ImageWidth	1392
LastSavedTime	01/05/2009 15:28:28:433
Local machine	C:\Documents and Settings\Volker Bäcker\Bureau\HeLa full beta_w1Cy3_s1.STK
MaxScale	1631
MetaDataPhotometricInterpretation	Monochrome
MinScale	1045
Name	Cy3
NewSubfileType	0
NumberOfChannels	1
PhotometricInterpretation	BlackIsZero
PlanarConfiguration	Chunky
Predictor	No prediction scheme
Region	1392 x 1040, offset at (0, 0)
ResolutionUnit	Inch
SamplesPerPixel	1
Shading	Off
Software	MetaMorph 7.1.6.0
Spatial Calibration	off
StandardLUT	monochrome
Subtract	Off
Temperature	-30.25
ThreshState	off
ThreshStateBlue	64
ThreshStateGreen	128
ThreshStateHi	65535
ThreshStateLo	0
ThreshStateRed	255
Trigger Mode	Normal (TIMED)
Wavelength	0
Wavelength [0]	0.0
Wavelength [1]	0.0
Wavelength [2]	0.0
XCalibration	1/1
XResolution	72
YCalibration	1/1
YResolution	72
Zoom	32
cameraXChipOffset[0]	64697.7688
cameraXChipOffset[1]	64697.7688
cameraXChipOffset[2]	64697.7688
cameraYChipOffset[0]	15816.0803
cameraYChipOffset[1]	15816.0803
cameraYChipOffset[2]	15816.0803
creationDate[0]	01/05/2009
creationDate[1]	01/05/2009
creationDate[2]	01/05/2009
creationTime[0]	15:28:19:715
creationTime[1]	15:28:20:387
creationTime[2]	15:28:21:051
gray	-1/1
grayFit	4
grayMax	-1/1
grayMin	-1/1
grayPointCount	0
grayX	-1/1
stageX[0]	64697.7688
stageX[1]	64697.7688
stageX[2]	64697.7688
stageY[0]	15816.0803
stageY[1]	15816.0803
stageY[2]	15816.0803
zDistance[0]	0.5016
zDistance[1]	0.0
zDistance[2]	0.0

## osiris tif
DimensionOrder	XYCZT
IsInterleaved	false
IsRGB	false
LittleEndian	true
PixelType	uint16
SizeC	1
SizeT	1
SizeX	1392
SizeY	1040
SizeZ	1
Binning	1 x 1
BitsPerSample	16
Camera Shutter	Open for Expose
Clear Count	2
Clear Mode	CLEAR PRE EXP
Comment	Exposure: 146 ms
Binning: 1 x 1
Region: 1392 x 1040, offset at (0, 0)
Subtract: Off
Shading: Off
Digitizer: 10 MHz
Gain: Gain 2 (1x)
Camera Shutter: Open for Expose
Clear Count: 2
Clear Mode: CLEAR PRE EXP
Frames to Average: 1
Trigger Mode: Normal
Temperature: -30.2
Compression	None
Digitizer	10 MHz
Exposure	146 ms
Frames to Average	1
Gain	Gain 2 (1x)
ImageLength	1040
ImageWidth	1392
Local machine	C:\Documents and Settings\Volker Bäcker\Bureau\ccna2.tif
MetaDataPhotometricInterpretation	Monochrome
MetaMorph	yes
NewSubfileType	0
NumberOfChannels	1
PhotometricInterpretation	BlackIsZero
PlanarConfiguration	Chunky
Predictor	No prediction scheme
Region	1392 x 1040, offset at (0, 0)
ResolutionUnit	Inch
SamplesPerPixel	1
Shading	Off
Software	MetaMorph 7.1.6.0
Subtract	Off
Temperature	-30.2
Trigger Mode	Normal
XResolution	72
YResolution	72

## philistin tif
DimensionOrder	XYCZT
IsInterleaved	false
IsRGB	true
LittleEndian	true
PixelType	uint8
SizeC	1
SizeT	1
SizeX	3409
SizeY	2702
SizeZ	1
BitsPerSample	8
Comment	8-Bit Copy of montage
Compression	None
ImageLength	2702
ImageWidth	3409
Local machine	C:\Documents and Settings\Volker Bäcker\Bureau\_Well1_PH_Pos1_0010.tif
MetaDataPhotometricInterpretation	Monochrome
MetaMorph	yes
NewSubfileType	0
NumberOfChannels	3
PhotometricInterpretation	Palette
PlanarConfiguration	Chunky
Predictor	No prediction scheme
ResolutionUnit	Inch
SamplesPerPixel	1
Software	MetaMorph 7.0r4
XResolution	72
YResolution	72

## rahotep tif
DimensionOrder	XYCZT
IsInterleaved	false
IsRGB	false
LittleEndian	true
PixelType	uint16
SizeC	1
SizeT	1
SizeX	512
SizeY	512
SizeZ	1
BitsPerSample	16
Compression	None
ImageLength	512
ImageWidth	512
Local machine	\\Rahotep\DONNEES\Utilisateurs\RAHOTEP_080417110002\RAHOTEP_080417110002_D04f03d1.TIF
MaxSampleValue	4095
MetaDataPhotometricInterpretation	Monochrome
MetaMorph	no
NewSubfileType	0
NumberOfChannels	1
PhotometricInterpretation	BlackIsZero
ResolutionUnit	Centimeter
SamplesPerPixel	1
XResolution	15504
YResolution	15504

## tefnout tif
DimensionOrder	XYCZT
IsInterleaved	false
IsRGB	false
LittleEndian	true
PixelType	uint16
SizeC	1
SizeT	1
SizeX	1388
SizeY	1040
SizeZ	1
BitsPerSample	16
Compression	None
DateTime	2009:05:06 12:30:15
HostComputer	TEFNOUT
ImageLength	1040
ImageWidth	1388
Instrument Model	AxioCamMR3
Local machine	C:\Documents and Settings\Volker Bäcker\Bureau\g3A+KCl1_c0.tif
MetaDataPhotometricInterpretation	Monochrome
MetaMorph	no
NewSubfileType	2
NumberOfChannels	1
Orientation	1st row - top; 1st column - left
PhotometricInterpretation	BlackIsZero
PlanarConfiguration	Chunky
ResolutionUnit	Inch
SamplesPerPixel	1
XResolution	150
YResolution	150

## tefnout tif 2
DimensionOrder	XYCZT
IsInterleaved	false
IsRGB	false
LittleEndian	true
PixelType	uint8
SizeC	3
SizeT	1
SizeX	1392
SizeY	1040
SizeZ	1
BitsPerSample	8
Blue Mosaic Scale	351 to 929
Comment	Acquired from Photometrics
Compression	None
Exposure	2 ms
Green Mosaic Scale	351 to 2337
ImageLength	1040
ImageWidth	1392
Local machine	C:\Documents and Settings\Volker Bäcker\Bureau\mmc 11.tif
MetaDataPhotometricInterpretation	RGB
MetaMorph	yes
NewSubfileType	0
NumberOfChannels	3
PhotometricInterpretation	RGB
PlanarConfiguration	Chunky
Predictor	No prediction scheme
Red Mosaic Scale	351 to 2767
Region	1392 x 1040, offset at (0, 0)
ResolutionUnit	Inch
SamplesPerPixel	3
Software	MetaMorph 7.1.6.0
XResolution	72
YResolution	72

## jpg
DimensionOrder	XYCZT
IsInterleaved	false
IsRGB	false
LittleEndian	false
PixelType	uint8
SizeC	3
SizeT	1
SizeX	421
SizeY	421
SizeZ	1
Local machine	C:\Documents and Settings\Volker Bäcker\Bureau\Fibroblast_Cell_Nucleus.jpg

## dib
DimensionOrder	XYCTZ
IsInterleaved	true
IsRGB	false
LittleEndian	true
PixelType	uint8
SizeC	3
SizeT	1
SizeX	380
SizeY	268
SizeZ	1
Bits per pixel	24
Color planes	1
Compression type	None
File size (in bytes)	305574
Image height	268
Image width	380
Indexed color	false
Local machine	C:\Documents and Settings\Volker Bäcker\Bureau\Logo.bmp
Magic identifier	BM
X resolution	2834.0
Y resolution	2834.0

dib needs to be renames to bmp for loci

## lcs
.lei
Projection_00 DimensionOrder	XYCZT
Projection_00 IsInterleaved	false
Projection_00 IsRGB	false
Projection_00 LittleEndian	true
Projection_00 PixelType	uint8
Projection_00 SizeC	1
Projection_00 SizeT	1
Projection_00 SizeX	1024
Projection_00 SizeY	1024
Projection_00 SizeZ	1
Projection_01 DimensionOrder	XYCZT
Projection_01 IsInterleaved	false
Projection_01 IsRGB	false
Projection_01 LittleEndian	true
Projection_01 PixelType	uint8
Projection_01 SizeC	1
Projection_01 SizeT	1
Projection_01 SizeX	1024
Projection_01 SizeY	1024
Projection_01 SizeZ	1
Projection_02 DimensionOrder	XYCZT
Projection_02 IsInterleaved	false
Projection_02 IsRGB	false
Projection_02 LittleEndian	true
Projection_02 PixelType	uint8
Projection_02 SizeC	1
Projection_02 SizeT	1
Projection_02 SizeX	1024
Projection_02 SizeY	1024
Projection_02 SizeZ	1
pe2gh2ax1 DimensionOrder	XYCZT
pe2gh2ax1 IsInterleaved	false
pe2gh2ax1 IsRGB	false
pe2gh2ax1 LittleEndian	true
pe2gh2ax1 PixelType	uint8
pe2gh2ax1 SizeC	3
pe2gh2ax1 SizeT	1
pe2gh2ax1 SizeX	1024
pe2gh2ax1 SizeY	1024
pe2gh2ax1 SizeZ	13
Local machine	Z:\baecker\laurent\3d\070613\pe2gh2ax1\pe2gh2ax1.lei
Series 0 Bits per Sample	8
Series 0 Bytes per pixel	1
Series 0 CAotf|Visible AOTF-6Low|Intensity|458	0.0
Series 0 CAotf|Visible AOTF-6Low|Intensity|476	0.0
Series 0 CAotf|Visible AOTF-6Low|Intensity|488	0.0
Series 0 CAotf|Visible AOTF-6Low|Intensity|514	0.0
Series 0 CAotf|Visible AOTF-6Low|Intensity|543	0.0
Series 0 CAotf|Visible AOTF-6Low|Intensity|633	0.0
Series 0 CAotf|Visible AOTF-6|Intensity|458	0.0
Series 0 CAotf|Visible AOTF-6|Intensity|476	0.0
Series 0 CAotf|Visible AOTF-6|Intensity|488	0.0
Series 0 CAotf|Visible AOTF-6|Intensity|514	0.0
Series 0 CAotf|Visible AOTF-6|Intensity|543	0.0
Series 0 CAotf|Visible AOTF-6|Intensity|633	0.0
Series 0 CDetectionUnit|PMT 1|HighVoltage|1	516.7057444314186
Series 0 CDetectionUnit|PMT 1|State|1	Active
Series 0 CDetectionUnit|PMT 1|VideoOffset|1	0.20000000000000284
Series 0 CDetectionUnit|PMT 2|State|2	Inactive
Series 0 CDetectionUnit|PMT 3|State|3	Inactive
Series 0 CDetectionUnit|PMT Trans|State|100	Inactive
Series 0 CFilterWheel|Beam Expander|Filter|0	Beam Exp 6
Series 0 CFilterWheel|Excitation Beam Splitter FW|Filter|0	Substrat
Series 0 CFilterWheel|Excitation FW UV|Filter|0	---
Series 0 CFilterWheel|UV Lens FW|Filter|0	Lens 63
Series 0 CFolderHardwareTree|Hardware Tree (195.221)|Machine_Type|0	2.0
Series 0 CRotator|Scan Field Rotator MR2|Rotation Direction|0	1
Series 0 CRotator|Scan Field Rotator MR2|Scan Rotation|0	-0.03894297635605004
Series 0 CScanActuator|X Scan Actuator|Gain|0	1.0
Series 0 CScanActuator|X Scan Actuator|Offset|0	0.0
Series 0 CScanActuator|X Scan Actuator|ScanPlane|0	Active
Series 0 CScanActuator|Y Scan Actuator|Gain|0	1.0
Series 0 CScanActuator|Y Scan Actuator|Offset|0	0.0
Series 0 CScanActuator|Y Scan Actuator|ScanPlane|0	Active
Series 0 CScanActuator|Z Scan Actuator|Position|0	4.8233474438293675E-6
Series 0 CScanActuator|Z Scan Actuator|ScanPlane|0	Inactive
Series 0 CScanCtrlUnit|Scan Head|Phase|0	21.321614583333332
Series 0 CScanCtrlUnit|Scan Head|Speed|1	400.0
Series 0 CScanCtrlUnit|Scan Head|Y-Phase|0	0.1221001221001221
Series 0 CSpectrophotometerUnit|SP Mirror 1|Stain|0	DAPI
Series 0 CSpectrophotometerUnit|SP Mirror 1|Wavelength|0	431.0000000000001
Series 0 CSpectrophotometerUnit|SP Mirror 1|Wavelength|1	470.0000000000004
Series 0 CSpectrophotometerUnit|SP Mirror 2|Stain|0	None
Series 0 CSpectrophotometerUnit|SP Mirror 2|Wavelength|0	585.0
Series 0 CSpectrophotometerUnit|SP Mirror 2|Wavelength|1	650.0
Series 0 CSpectrophotometerUnit|SP Mirror 3|Wavelength|0	650.0
Series 0 CSpectrophotometerUnit|SP Mirror 3|Wavelength|1	750.0
Series 0 CTurret|DM Manual-6 Turret|NumericalAperture|0	1.32
Series 0 CTurret|DM Manual-6 Turret|Objective|0	HCX PL APO 63.0x1.32 OIL PH3 U
Series 0 CTurret|DM Manual-6 Turret|OrderNumber|0	506082
Series 0 Dim0 distance between sub-dimensions	1
Series 0 Dim0 physical length	2.380952e-004 m
Series 0 Dim0 physical origin	0.000000e+000 m
Series 0 Dim0 size	1024
Series 0 Dim0 type	x
Series 0 Dim1 distance between sub-dimensions	1024
Series 0 Dim1 physical length	2.380952e-004 m
Series 0 Dim1 physical origin	0.000000e+000 m
Series 0 Dim1 size	1024
Series 0 Dim1 type	y
Series 0 Dim2 distance between sub-dimensions	1048576
Series 0 Dim2 physical length	0.000000e+000
Series 0 Dim2 physical origin	0.000000e+000
Series 0 Dim2 size	3
Series 0 Dim2 type	channel
Series 0 Dim3 distance between sub-dimensions	3145728
Series 0 Dim3 physical length	-5.861283e-006 m
Series 0 Dim3 physical origin	7.753989e-006 m
Series 0 Dim3 size	13
Series 0 Dim3 type	z
Series 0 Dimension 0 ID	120
Series 0 Dimension 0 distance	1
Series 0 Dimension 0 size	1024
Series 0 Dimension 1 ID	121
Series 0 Dimension 1 distance	1024
Series 0 Dimension 1 size	1024
Series 0 Dimension 2 ID	6815843
Series 0 Dimension 2 distance	1048576
Series 0 Dimension 2 size	3
Series 0 Dimension 3 ID	122
Series 0 Dimension 3 distance	3145728
Series 0 Dimension 3 size	13
Series 0 ID of colored dimension	6815843
Series 0 Image Description	Series with 'tif'-files
Series 0 Image file extension	tif
Series 0 Image format identifier	PC-TIFF
Series 0 Image height	1024
Series 0 Image width	1024
Series 0 LUT Channel 0 inverted?	false
Series 0 LUT Channel 0 name	Green
Series 0 LUT Channel 0 version	1000
Series 0 LUT Channel 1 inverted?	false
Series 0 LUT Channel 1 name	Red
Series 0 LUT Channel 1 version	1000
Series 0 LUT Channel 2 inverted?	false
Series 0 LUT Channel 2 name	Blue
Series 0 LUT Channel 2 version	1000
Series 0 Length of file extension	8
Series 0 Length of filename	65536
Series 0 Main file extension	lei
Series 0 Maximum voxel intensity	255.0000000000
Series 0 Minimum voxel intensity	0.000000e+000
Series 0 Number of LUT channels	3
Series 0 Number of Series	67108864
Series 0 Number of images	39
Series 0 Number of time-markers	0
Series 0 Number of time-stamped dimensions	4
Series 0 Number of time-stamps	39
Series 0 Real world resolution	8
Series 0 Samples per pixel	1
Series 0 Series name	pe2gh2ax1
Series 0 Single image extension	tif
Series 0 Time-stamped dimension	2
Series 0 Timestamp 0	2007:06:13,17:58:14:203
Series 0 Timestamp 1	2007:06:13,17:59:00:671
Series 0 Timestamp 10	2007:06:13,18:06:02:250
Series 0 Timestamp 11	2007:06:13,18:06:49:750
Series 0 Timestamp 12	2007:06:13,18:07:36:265
Series 0 Timestamp 13	2007:06:13,18:08:22:781
Series 0 Timestamp 14	2007:06:13,18:09:10:281
Series 0 Timestamp 15	2007:06:13,18:09:56:796
Series 0 Timestamp 16	2007:06:13,18:10:43:312
Series 0 Timestamp 17	2007:06:13,18:11:30:796
Series 0 Timestamp 18	2007:06:13,18:12:17:312
Series 0 Timestamp 19	2007:06:13,18:13:03:828
Series 0 Timestamp 2	2007:06:13,17:59:48:156
Series 0 Timestamp 20	2007:06:13,18:13:51:312
Series 0 Timestamp 21	2007:06:13,18:14:37:828
Series 0 Timestamp 22	2007:06:13,18:15:24:359
Series 0 Timestamp 23	2007:06:13,18:16:11:843
Series 0 Timestamp 24	2007:06:13,18:16:58:359
Series 0 Timestamp 25	2007:06:13,18:17:44:875
Series 0 Timestamp 26	2007:06:13,18:18:32:359
Series 0 Timestamp 27	2007:06:13,18:19:18:890
Series 0 Timestamp 28	2007:06:13,18:20:05:406
Series 0 Timestamp 29	2007:06:13,18:20:52:890
Series 0 Timestamp 3	2007:06:13,18:00:34:687
Series 0 Timestamp 30	2007:06:13,18:21:39:406
Series 0 Timestamp 31	2007:06:13,18:22:25:921
Series 0 Timestamp 32	2007:06:13,18:23:13:421
Series 0 Timestamp 33	2007:06:13,18:23:59:937
Series 0 Timestamp 34	2007:06:13,18:24:46:453
Series 0 Timestamp 35	2007:06:13,18:25:33:937
Series 0 Timestamp 36	2007:06:13,18:26:20:453
Series 0 Timestamp 37	2007:06:13,18:27:06:984
Series 0 Timestamp 38	2007:06:13,18:27:54:468
Series 0 Timestamp 4	2007:06:13,18:01:21:203
Series 0 Timestamp 5	2007:06:13,18:02:08:687
Series 0 Timestamp 6	2007:06:13,18:02:55:203
Series 0 Timestamp 7	2007:06:13,18:03:41:734
Series 0 Timestamp 8	2007:06:13,18:04:29:218
Series 0 Timestamp 9	2007:06:13,18:05:15:734
Series 0 Version	-804847616
Series 0 Voxel Version	2000
Series 0 VoxelType	gray
Series 0 bIsSequential	true
Series 0 csLutName0	Blue
Series 0 csLutName1	Gray
Series 0 csLutName2	Gray
Series 0 csLutName3	Gray
Series 0 csScanMode	xyz
Series 0 dblPinhole	1.2168547780285927E-4
Series 0 dblPinholeAiry	1.0008795330451934
Series 0 dblSizeX	238.09523809523807
Series 0 dblSizeY	238.09523809523807
Series 0 dblSizeZ	-5.861282969716727
Series 0 dblStepSize	4.884E-7
Series 0 dblVoxelX	0.23251488095238093
Series 0 dblVoxelY	0.23251488095238093
Series 0 dblVoxelZ	0.4884402474763939
Series 0 dblZoom	1.0
Series 0 dwChannelMask	2
Series 0 dwLogiChMask	1
Series 0 eDirectional	1
Series 0 eDirectionalY	1
Series 0 eSequentialMode	1
Series 0 eZUseMode	1
Series 0 nAccumulation	1
Series 0 nAverageFrame	1
Series 0 nAverageLine	16
Series 0 nBegin	1857
Series 0 nBit	8
Series 0 nChannels	1
Series 0 nEnd	2001
Series 0 nFormatInDimension	1024
Series 0 nFormatOutDimension	1024
Series 0 nLines	512
Series 0 nPages	1
Series 0 nSections	13
Series 1 Bits per Sample	8
Series 1 Bytes per pixel	1
Series 1 Dim0 distance between sub-dimensions	1
Series 1 Dim0 physical length	2.380952e-004 m
Series 1 Dim0 physical origin	0.000000e+000 m
Series 1 Dim0 size	1024
Series 1 Dim0 type	x
Series 1 Dim1 distance between sub-dimensions	1024
Series 1 Dim1 physical length	2.380952e-004 m
Series 1 Dim1 physical origin	0.000000e+000 m
Series 1 Dim1 size	1024
Series 1 Dim1 type	y
Series 1 Dim2 distance between sub-dimensions	1048576
Series 1 Dim2 physical length	1.00
Series 1 Dim2 physical origin	1.00
Series 1 Dim2 size	1
Series 1 Dim2 type	channel
Series 1 ID of colored dimension	6815843
Series 1 Image height	1024
Series 1 Image width	1024
Series 1 LUT Channel 0 inverted?	false
Series 1 LUT Channel 0 name	Green
Series 1 LUT Channel 0 version	1000
Series 1 Maximum voxel intensity	255.0000000000
Series 1 Minimum voxel intensity	0.000000e+000
Series 1 Number of LUT channels	1
Series 1 Number of images	1
Series 1 Number of time-markers	0
Series 1 Number of time-stamped dimensions	0
Series 1 Number of time-stamps	0
Series 1 Real world resolution	8
Series 1 Samples per pixel	1
Series 1 Series description	Copied from Viewer
Series 1 Series name	Projection_00
Series 1 Time-stamped dimension	-1
Series 1 Voxel Version	2000
Series 1 VoxelType	gray
Series 2 Bits per Sample	8
Series 2 Bytes per pixel	1
Series 2 Dim0 distance between sub-dimensions	1
Series 2 Dim0 physical length	2.380952e-004 m
Series 2 Dim0 physical origin	0.000000e+000 m
Series 2 Dim0 size	1024
Series 2 Dim0 type	x
Series 2 Dim1 distance between sub-dimensions	1024
Series 2 Dim1 physical length	2.380952e-004 m
Series 2 Dim1 physical origin	0.000000e+000 m
Series 2 Dim1 size	1024
Series 2 Dim1 type	y
Series 2 Dim2 distance between sub-dimensions	1048576
Series 2 Dim2 physical length	1.00
Series 2 Dim2 physical origin	2.00
Series 2 Dim2 size	1
Series 2 Dim2 type	channel
Series 2 ID of colored dimension	6815843
Series 2 Image height	1024
Series 2 Image width	1024
Series 2 LUT Channel 0 inverted?	false
Series 2 LUT Channel 0 name	Red
Series 2 LUT Channel 0 version	1000
Series 2 Maximum voxel intensity	255.0000000000
Series 2 Minimum voxel intensity	0.000000e+000
Series 2 Number of LUT channels	1
Series 2 Number of images	1
Series 2 Number of time-markers	0
Series 2 Number of time-stamped dimensions	0
Series 2 Number of time-stamps	0
Series 2 Real world resolution	8
Series 2 Samples per pixel	1
Series 2 Series description	Copied from Viewer
Series 2 Series name	Projection_01
Series 2 Time-stamped dimension	-1
Series 2 Voxel Version	2000
Series 2 VoxelType	gray
Series 3 Bits per Sample	8
Series 3 Bytes per pixel	1
Series 3 Dim0 distance between sub-dimensions	1
Series 3 Dim0 physical length	2.380952e-004 m
Series 3 Dim0 physical origin	0.000000e+000 m
Series 3 Dim0 size	1024
Series 3 Dim0 type	x
Series 3 Dim1 distance between sub-dimensions	1024
Series 3 Dim1 physical length	2.380952e-004 m
Series 3 Dim1 physical origin	0.000000e+000 m
Series 3 Dim1 size	1024
Series 3 Dim1 type	y
Series 3 Dim2 distance between sub-dimensions	1048576
Series 3 Dim2 physical length	1.00
Series 3 Dim2 physical origin	3.00
Series 3 Dim2 size	1
Series 3 Dim2 type	channel
Series 3 ID of colored dimension	6815843
Series 3 Image height	1024
Series 3 Image width	1024
Series 3 LUT Channel 0 inverted?	false
Series 3 LUT Channel 0 name	Blue
Series 3 LUT Channel 0 version	1000
Series 3 Maximum voxel intensity	255.0000000000
Series 3 Minimum voxel intensity	0.000000e+000
Series 3 Number of LUT channels	1
Series 3 Number of images	1
Series 3 Number of time-markers	0
Series 3 Number of time-stamped dimensions	0
Series 3 Number of time-stamps	0
Series 3 Real world resolution	8
Series 3 Samples per pixel	1
Series 3 Series description	Copied from Viewer
Series 3 Series name	Projection_02
Series 3 Time-stamped dimension	-1
Series 3 Voxel Version	2000
Series 3 VoxelType	gray

.tif
DimensionOrder	XYCZT
IsInterleaved	false
IsRGB	true
LittleEndian	true
PixelType	uint8
SizeC	1
SizeT	1
SizeX	1024
SizeY	1024
SizeZ	1
AOTF (458)	0.000000
AOTF (476)	0.000000
AOTF (488)	0.000000
AOTF (514)	0.000000
AOTF (543)	0.000000
AOTF (633)	0.000000
Beam Expander	Beam Exp 6
Bits per Sample	8
Channels	1
ChaserUVShutter	0
ChaserVisibleShutter	0
Date/Time	2007:05:02 12:50:16
Date/Time + ms	2007:05:02,12:50:16:265
Excitation Beam Splitter FW	Substrat
Excitation FW UV	---
FileVersion	2000
Format-Height	1024
Format-Width	1024
Frame-Accumulation	1
Frame-Average	1
Hardware Type No.	2.000000
IsSequential	unknown type
Length	1024
Line-Average	16
Local machine	C:\Documents and Settings\Volker Bäcker\Bureau\pn103cyce_pn103cyce_z003_ch00.tif
MPShutter	0
Numerical aperture (Obj.)	1.320000
Objective	HCX PL APO 63.0x1.32 OIL PH3 U
Order number (Obj.)	506082
PMT 1	Active
PMT 1 (HV)	517.291911
PMT 1 (Offs.)	0.200000
PMT 2	Inactive
PMT 3	Inactive
PMT Trans	Inactive
Phase	21.321615
Pinhole [airy]	0.999615
Pinhole [m]	0.000122
Resolution	8
RoiScan	0
Rotation Direction	1
SP Mirror 1 (left)	431.000000
SP Mirror 1 (right)	470.000000
SP Mirror 1 (stain)	DAPI
SP Mirror 2 (left)	585.000000
SP Mirror 2 (right)	650.000000
SP Mirror 2 (stain)	None
SP Mirror 3 (left)	650.000000
SP Mirror 3 (right)	750.000000
Samples per Pixel	1
Scan Field Rotation	-0.038943
Scan Speed	400.000000
Scan-Direction	1
ScanMode	xyz
Sections	23
SequentialMode	1
Series Name	pn103cyce.lei
Size-Depth	[m]	-6.268317
Size-Height	[m]	237.630208
Size-Width	[m]	237.630208
StepSize	0.000000
UV Lens FW	Lens 63
UVShutter	1
Used Bits per Sample	8
User Name	TCS User
VisibleShutter	0
Voxel-Depth	[m]	0.284923
Voxel-Height	[m]	0.232061
Voxel-Width	[m]	0.232061
Width	1024
X Scan Actuator	Active
X Scan Actuator (Gain)	1.001957
X Scan Actuator (Offs.)	0.000000
Y Scan Actuator	Active
Y Scan Actuator (Gain)	1.001957
Y Scan Actuator (Offs.)	0.000000
Y-Phase	0.122100
Y-Scan-Direction	1
Z Scan Actuator	Inactive
Z Scan Actuator (POS)	0.000014
Zoom	1.001957

## pic
billm\dub57-new.pic DimensionOrder	XYCTZ
billm\dub57-new.pic IsInterleaved	false
billm\dub57-new.pic IsRGB	false
billm\dub57-new.pic LittleEndian	true
billm\dub57-new.pic PixelType	uint8
billm\dub57-new.pic SizeC	1
billm\dub57-new.pic SizeT	1
billm\dub57-new.pic SizeX	192
billm\dub57-new.pic SizeY	128
billm\dub57-new.pic SizeZ	9
Local machine	C:\Documents and Settings\Volker Bäcker\Bureau\sdub\sdub8.pic
color1	7
color2	7
edited	1
file_id	12345
image_number	0
lens	0
mag_factor	0.0
merged	MERGE_OFF
name	billm\dub57-new.pic
notes	false
npic	9
nx	192
ny	128
ramp1_max	255
ramp1_min	0
ramp2_max	255
ramp2_min	0

## pic 2
taaba22 DimensionOrder	XYCTZ
taaba22 IsInterleaved	false
taaba22 IsRGB	false
taaba22 LittleEndian	true
taaba22 PixelType	uint8
taaba22 SizeC	1
taaba22 SizeT	1
taaba22 SizeX	512
taaba22 SizeY	512
taaba22 SizeZ	5
Local machine	C:\Documents and Settings\Volker Bäcker\Bureau\taaba\TAABA22.PIC
Note #3	level=1; num=7984; status=28124; type=NUMBER; x=14644; y=57; text=Number 5 of 5
color1	7
color2	2
edited	0
file_id	12345
image_number	7
lens	60
mag_factor	2.0
merged	MERGE_OFF
name	taaba22
notes	true
npic	5
nx	512
ny	512
ramp1_max	255
ramp1_min	0
ramp2_max	255
ramp2_min	0

## lif (leica)
no data

## acff
volocity?	no data

## zvi
DimensionOrder	XYCZT
IsInterleaved	true
IsRGB	false
LittleEndian	true
PixelType	uint16
SizeC	3
SizeT	1
SizeX	1388
SizeY	1040
SizeZ	1
Acquisition Bit Depth	12
Acquisition Bit Depth 0	12
Acquisition Bit Depth 2	12
Acquisition Bit Depth 5	12
Acquisition Date 0	4675723992590564491
Acquisition Date 2	4675723992433138862
Acquisition Date 5	4675723992452763633
Amplification Index 0	0
Amplification Index 2	0
Amplification Index 5	0
ApoTome Auto Shutter Used 0	1
ApoTome Auto Shutter Used 2	1
ApoTome Auto Shutter Used 5	1
ApoTome Averaging Count 0	3
ApoTome Averaging Count 2	3
ApoTome Averaging Count 5	3
ApoTome Filter Name 0	Medium
ApoTome Filter Name 2	Medium
ApoTome Filter Name 5	Medium
ApoTome Full Phase Shift 0	2237
ApoTome Full Phase Shift 2	2237
ApoTome Full Phase Shift 5	2237
ApoTome Grating Period 0	16.827906976744185
ApoTome Grating Period 2	16.827906976744185
ApoTome Grating Period 5	16.827906976744185
ApoTome Grid Name 0	M
ApoTome Grid Name 2	M
ApoTome Grid Name 5	M
ApoTome Grid Position 0	146
ApoTome Grid Position 2	101
ApoTome Grid Position 5	18
ApoTome Processing Mode 0	3
ApoTome Processing Mode 2	3
ApoTome Processing Mode 5	3
Apotome Filter Strength 0	14.0
Apotome Filter Strength 2	14.0
Apotome Filter Strength 5	14.0
ApotomeCamFilterHarmonics 0	37
ApotomeCamFilterHarmonics 2	37
ApotomeCamFilterHarmonics 5	37
ApotomeCamNormalize 0	1
ApotomeCamNormalize 2	1
ApotomeCamNormalize 5	1
Beamsplitter Cameras 0	100.0
Beamsplitter Cameras 2	100.0
Beamsplitter Cameras 5	100.0
Beamsplitter Infinity Space 0	0.0
Beamsplitter Infinity Space 2	0.0
Beamsplitter Infinity Space 5	0.0
Beamsplitter Ocular 0	0.0
Beamsplitter Ocular 2	0.0
Beamsplitter Ocular 5	0.0
Beamsplitter Type Infinity Space 0	1
Beamsplitter Type Infinity Space 2	1
Beamsplitter Type Infinity Space 5	1
BlackValue	0.0
BlackValue 0	0.0
BlackValue 2	0.0
BlackValue 5	0.0
Camera 0	ApotomeCam
Camera 2	ApotomeCam
Camera 5	ApotomeCam
Camera Adapter Magnification 0	1.0
Camera Adapter Magnification 2	1.0
Camera Adapter Magnification 5	1.0
Camera Binning 0	1
Camera Binning 2	1
Camera Binning 5	1
Camera Frame Height 0	1040
Camera Frame Height 2	1040
Camera Frame Height 5	1040
Camera Frame Width 0	1388
Camera Frame Width 2	1388
Camera Frame Width 5	1388
Camera Framestart Left 0	0
Camera Framestart Left 2	0
Camera Framestart Left 5	0
Camera Framestart Top 0	0
Camera Framestart Top 2	0
Camera Framestart Top 5	0
Camera Shading Correction 0	0
Camera Shading Correction 2	0
Camera Shading Correction 5	0
CameraFrameImageOrientation 0	0
CameraFrameImageOrientation 2	0
CameraFrameImageOrientation 5	0
CameraFramePixelDistance 0	6.45
CameraFramePixelDistance 2	6.45
CameraFramePixelDistance 5	6.45
CameraFrameScalingFactor 0	1.0
CameraFrameScalingFactor 2	1.0
CameraFrameScalingFactor 5	1.0
CameraLiveScalingFactor 0	0.3333333333333333
CameraLiveScalingFactor 2	0.3333333333333333
CameraLiveScalingFactor 5	0.3333333333333333
CamerasChanger Beamsplitter Type 0	1
CamerasChanger Beamsplitter Type 2	1
CamerasChanger Beamsplitter Type 5	1
Channel Name 0	DAPI
Channel Name 2	GFP
Channel Name 5	Texasred
Condenser Contrast 0	1
Condenser Contrast 2	1
Condenser Contrast 5	1
Condenser Front Lens 0	1
Condenser Front Lens 2	1
Condenser Front Lens 5	1
Condenser N.A. 0	0.0
Condenser N.A. 2	0.0
Condenser N.A. 5	0.0
ContrastManagerMode 0	3
ContrastManagerMode 2	3
ContrastManagerMode 5	3
DeviceScalingName 0	AxioCamMR3
DeviceScalingName 2	AxioCamMR3
DeviceScalingName 5	AxioCamMR3
Document Type	Image
Document Type 0	Image
Document Type 2	Image
Document Type 5	Image
Emission Wavelength 0	461
Emission Wavelength 2	509
Emission Wavelength 5	620
Excitation Wavelength 0	359
Excitation Wavelength 2	470
Excitation Wavelength 5	595
Exposure Time [ms] 0	2000.0
Exposure Time [ms] 2	837.6
Exposure Time [ms] 5	700.0
Filename	1 x20.zvi
Filename 2	1 x20.zvi
Focus Position 0	23336.953
Focus Position 2	23336.953
Focus Position 5	23336.953
FocusDepth 0	0.8593749999999999
FocusDepth 2	0.8593749999999999
FocusDepth 5	0.8593749999999999
GammaValue	1.0
GammaValue 0	1.0
GammaValue 2	1.0
GammaValue 5	1.0
Image Channel Index 0	0
Image Channel Index 2	2
Image Channel Index 5	5
Image Index T	0
Image Index T 0	0
Image Index T 2	0
Image Index T 5	0
Image Index Z 0	0
Image Index Z 2	0
Image Index Z 5	0
Image IndexS	0
Image IndexS 0	0
Image IndexS 2	0
Image IndexS 5	0
Image Memory Usage (RAM)	8667120.0
Image Memory Usage (RAM) 0	2887104
Image Memory Usage (RAM) 2	8667120.0
Image Memory Usage (RAM) 5	2887104
Image acquisition Index	0
Image acquisition Index 0	0
Image acquisition Index 2	0
Image acquisition Index 5	0
ImageHeight	1040
ImageHeight 0	1040
ImageHeight 2	1040
ImageHeight 5	1040
ImageRelativeTime1 0	0
ImageRelativeTime1 2	-4660446886392496128
ImageRelativeTime1 5	-4661105384436531200
ImageRelativeTime2 0	0
ImageRelativeTime2 2	-4660446886392496128
ImageRelativeTime2 5	-4661105384436531200
ImageRelativeTime3 0	0
ImageRelativeTime3 2	-4660446886392496128
ImageRelativeTime3 5	-4661105384436531200
ImageRelativeTime4 0	0
ImageRelativeTime4 2	-4660446886392496128
ImageRelativeTime4 5	-4661105384436531200
ImageTile Index	0
ImageTile Index 0	0
ImageTile Index 2	0
ImageTile Index 5	0
ImageWidth	1388
ImageWidth 0	1388
ImageWidth 2	1388
ImageWidth 5	1388
Infinityspace Portchanger Position 0	1
Infinityspace Portchanger Position 2	1
Infinityspace Portchanger Position 5	1
Last modified by 0	juge
Lightmanager Mode 0	2
Lightmanager Mode 2	2
Lightmanager Mode 5	2
Local machine	Z:\derossi\probleme apotome x20.zvi
Microscope Name 0	Axio Imager Z1
Microscope Name 2	Axio Imager Z1
Microscope Name 5	Axio Imager Z1
Microscope Port 0	0
Microscope Port 2	0
Microscope Port 5	0
MicroscopeIllumination 0	1
MicroscopeIllumination 2	1
MicroscopeIllumination 5	1
MicroscopeMagnification 0	0.0
MicroscopeMagnification 2	0.0
MicroscopeMagnification 5	0.0
MicroscopeType 0	56
MicroscopeType 2	56
MicroscopeType 5	56
MultiChannel Color 0	16711680
MultiChannel Color 2	65280
MultiChannel Color 5	10495
MultiChannel Weight 0	1.0
MultiChannel Weight 2	1.0
MultiChannel Weight 5	1.0
Number Raw Count	3
Number Raw Count 2	3
NumberOfRawImages	3
NumberOfRawImages 2	3
ObjectType	95
ObjectType 2	95
Objective Contrast Method 0	2
Objective Contrast Method 2	2
Objective Contrast Method 5	2
Objective ID 0	Objective.420650-9901-000
Objective ID 2	Objective.420650-9901-000
Objective ID 5	Objective.420650-9901-000
Objective Immersion Type 0	1
Objective Immersion Type 2	1
Objective Immersion Type 5	1
Objective Magnification 0	20.0
Objective Magnification 2	20.0
Objective Magnification 5	20.0
Objective N.A. 0	0.8
Objective N.A. 2	0.8
Objective N.A. 5	0.8
Objective Name 0	Plan-Apochromat 20x/0.8 M27
Objective Name 2	Plan-Apochromat 20x/0.8 M27
Objective Name 5	Plan-Apochromat 20x/0.8 M27
Objective Turret Position 0	2
Objective Turret Position 2	2
Objective Turret Position 5	2
Objective Working Distance 0	610.0
Objective Working Distance 2	610.0
Objective Working Distance 5	610.0
Ocular Shutter 0	1
Ocular Shutter 2	1
Ocular Shutter 5	1
Ocular Total Magnification 0	200.0
Ocular Total Magnification 2	200.0
Ocular Total Magnification 5	200.0
Original Stage Position X 0	-22350.558
Original Stage Position X 2	-22350.558
Original Stage Position X 5	-22350.558
Original Stage Position Y 0	570.682
Original Stage Position Y 2	570.682
Original Stage Position Y 5	570.682
PixelType	4
PixelType 0	4
PixelType 2	4
PixelType 5	4
Reflected Light Shutter 0	1
Reflected Light Shutter 2	1
Reflected Light Shutter 5	1
ReflectedLightFilter 1 0	ND 100
ReflectedLightFilter 1 2	ND 100
ReflectedLightFilter 1 5	ND 100
ReflectedLightFilter 2 0	ND 100
ReflectedLightFilter 2 2	ND 100
ReflectedLightFilter 2 5	ND 100
ReflectedLightFilter1Position 0	1
ReflectedLightFilter1Position 2	1
ReflectedLightFilter1Position 5	1
ReflectedLightFilter2Position 0	1
ReflectedLightFilter2Position 2	1
ReflectedLightFilter2Position 5	1
ReflectedLightVirtualFilter 0	ND 100
ReflectedLightVirtualFilter 2	ND 100
ReflectedLightVirtualFilter 5	ND 100
ReflectedLightVirtualFilterPosition 0	1
ReflectedLightVirtualFilterPosition 2	1
ReflectedLightVirtualFilterPosition 5	1
Reflector 0	DAPI
Reflector 2	GFP
Reflector 5	Texas Red
Reflector ID 0	DAPI
Reflector ID 2	GFP
Reflector ID 5	Texas Red
Reflector Position 0	2
Reflector Position 2	4
Reflector Position 5	7
ReflectorMagnification 0	1.0
ReflectorMagnification 2	1.0
ReflectorMagnification 5	1.0
RelFocusPosition1 0	0.0
RelFocusPosition1 2	0.0
RelFocusPosition1 5	0.0
RelFocusPosition2 0	0.0
RelFocusPosition2 2	0.0
RelFocusPosition2 5	0.0
Scale Factor for X	1.0
Scale Factor for X 0	1.0
Scale Factor for X 2	1.0
Scale Factor for X 5	1.0
Scale Factor for Y	1.0
Scale Factor for Y 0	1.0
Scale Factor for Y 2	1.0
Scale Factor for Y 5	1.0
Scale Factor for Z	1.0
Scale Factor for Z 0	1.0
Scale Factor for Z 2	1.0
Scale Factor for Z 5	1.0
Scale Height	1040.0
Scale Height 0	1040.0
Scale Height 2	1040.0
Scale Height 5	1040.0
Scale Unit for X	0
Scale Unit for X 0	0
Scale Unit for X 2	0
Scale Unit for X 5	0
Scale Unit for Y	0
Scale Unit for Y 0	0
Scale Unit for Y 2	0
Scale Unit for Y 5	0
Scale Unit for Z	0
Scale Unit for Z 0	0
Scale Unit for Z 2	0
Scale Unit for Z 5	0
Scale Width	1388.0
Scale Width 0	1388.0
Scale Width 2	1388.0
Scale Width 5	1388.0
Stage Position X 0	-22350.558
Stage Position X 2	-22350.558
Stage Position X 5	-22350.558
Stage Position Y 0	570.682
Stage Position Y 2	570.682
Stage Position Y 5	570.682
Timestamp 0	4675723992590564491
Timestamp 1	4675723992433138862
Timestamp 2	4675723992452763633
Transmitted Light Fieldstop Aperture 0	99.99999999999999
Transmitted Light Fieldstop Aperture 2	99.99999999999999
Transmitted Light Fieldstop Aperture 5	99.99999999999999
Transmitted Light Shutter 0	1
Transmitted Light Shutter 2	1
Transmitted Light Shutter 5	1
TransmittedLightHalogenLampMode 0	4
TransmittedLightHalogenLampMode 2	4
TransmittedLightHalogenLampMode 5	4
TransmittedLightHalogenLampVoltage 0	0.0
TransmittedLightHalogenLampVoltage 2	0.0
TransmittedLightHalogenLampVoltage 5	0.0
TwoTv CamerasChanger Position 0	2
TwoTv CamerasChanger Position 2	2
TwoTv CamerasChanger Position 5	2
TwoTv CamerasChangerCube 0	100% Topport
TwoTv CamerasChangerCube 2	100% Topport
TwoTv CamerasChangerCube 5	100% Topport
TwoTv VisCamChanger Position 0	3
TwoTv VisCamChanger Position 2	3
TwoTv VisCamChanger Position 5	3
User company logo	C:\Journals\Logo_courtblackRVB.bmp
User company logo 0	C:\Journals\Logo_courtblackRVB.bmp
User company logo 2	C:\Journals\Logo_courtblackRVB.bmp
User company logo 5	C:\Journals\Logo_courtblackRVB.bmp
WhiteValue	0.017303466796875
WhiteValue 0	0.017303466796875
WhiteValue 2	0.017303466796875
WhiteValue 5	0.0145263671875
tag_ID_2071 0	0.0
tag_ID_2071 2	0.0
tag_ID_2071 5	0.0

## ndpi
physical image width (nm)
physical image height (nm)
bit depth		24
no channels		1
slide image
source lens (magnification)
z range min
z range max
z range step
source pixel size width
source pixel size height

## nd
Bioformats has problems reading ND V1 files

NDInfoFile	Version 1.0
Description	"Multi Dimensions Experiment"
DoTimelapse	FALSE
DoStage	FALSE
DoWave	TRUE
NWavelengths	4
WaveName1	"YFP"
WaveDoZ1	FALSE
WaveName2	"Rhod"
WaveDoZ2	FALSE
WaveName3	"CFP"
WaveDoZ3	FALSE
WaveName4	"Hoechst"
WaveDoZ4	FALSE
DoZSeries	FALSE
WaveInFileName	TRUE
EndFile

## scan
Bioformats doesn't seem to read .scan files

NDInfoFile	Version 1.0
Description	Scan Slide
DoTimelapse	TRUE
NTimePoints	1
DoStage	TRUE
NStagePositions	129
Stage1	"Row0_Col0"
Stage2	"Row1_Col0"
Stage3	"Row2_Col0"
Stage4	"Row3_Col0"
Stage5	"Row4_Col0"
Stage6	"Row5_Col0"
Stage7	"Row6_Col0"
Stage8	"Row7_Col0"
Stage9	"Row8_Col0"
Stage10	"Row9_Col0"
Stage11	"Row10_Col0"
Stage12	"Row11_Col0"
Stage13	"Row12_Col0"
Stage14	"Row13_Col0"
Stage15	"Row14_Col0"
Stage16	"Row15_Col0"
Stage17	"Row0_Col1"
Stage18	"Row1_Col1"
Stage19	"Row2_Col1"
Stage20	"Row3_Col1"
Stage21	"Row4_Col1"
Stage22	"Row5_Col1"
Stage23	"Row6_Col1"
Stage24	"Row7_Col1"
Stage25	"Row8_Col1"
Stage26	"Row9_Col1"
Stage27	"Row10_Col1"
Stage28	"Row11_Col1"
Stage29	"Row12_Col1"
Stage30	"Row13_Col1"
Stage31	"Row14_Col1"
Stage32	"Row15_Col1"
Stage33	"Row0_Col2"
Stage34	"Row1_Col2"
Stage35	"Row2_Col2"
Stage36	"Row3_Col2"
Stage37	"Row4_Col2"
Stage38	"Row5_Col2"
Stage39	"Row6_Col2"
Stage40	"Row7_Col2"
Stage41	"Row8_Col2"
Stage42	"Row9_Col2"
Stage43	"Row10_Col2"
Stage44	"Row11_Col2"
Stage45	"Row12_Col2"
Stage46	"Row13_Col2"
Stage47	"Row14_Col2"
Stage48	"Row15_Col2"
Stage49	"Row0_Col3"
Stage50	"Row1_Col3"
Stage51	"Row2_Col3"
Stage52	"Row3_Col3"
Stage53	"Row4_Col3"
Stage54	"Row5_Col3"
Stage55	"Row6_Col3"
Stage56	"Row7_Col3"
Stage57	"Row8_Col3"
Stage58	"Row9_Col3"
Stage59	"Row10_Col3"
Stage60	"Row11_Col3"
Stage61	"Row12_Col3"
Stage62	"Row13_Col3"
Stage63	"Row14_Col3"
Stage64	"Row15_Col3"
Stage65	"Row0_Col4"
Stage66	"Row1_Col4"
Stage67	"Row2_Col4"
Stage68	"Row3_Col4"
Stage69	"Row4_Col4"
Stage70	"Row5_Col4"
Stage71	"Row6_Col4"
Stage72	"Row7_Col4"
Stage73	"Row8_Col4"
Stage74	"Row9_Col4"
Stage75	"Row10_Col4"
Stage76	"Row11_Col4"
Stage77	"Row12_Col4"
Stage78	"Row13_Col4"
Stage79	"Row14_Col4"
Stage80	"Row15_Col4"
Stage81	"Row0_Col5"
Stage82	"Row1_Col5"
Stage83	"Row2_Col5"
Stage84	"Row3_Col5"
Stage85	"Row4_Col5"
Stage86	"Row5_Col5"
Stage87	"Row6_Col5"
Stage88	"Row7_Col5"
Stage89	"Row8_Col5"
Stage90	"Row9_Col5"
Stage91	"Row10_Col5"
Stage92	"Row11_Col5"
Stage93	"Row12_Col5"
Stage94	"Row13_Col5"
Stage95	"Row14_Col5"
Stage96	"Row15_Col5"
Stage97	"Row0_Col6"
Stage98	"Row1_Col6"
Stage99	"Row2_Col6"
Stage100	"Row3_Col6"
Stage101	"Row4_Col6"
Stage102	"Row5_Col6"
Stage103	"Row6_Col6"
Stage104	"Row7_Col6"
Stage105	"Row8_Col6"
Stage106	"Row9_Col6"
Stage107	"Row10_Col6"
Stage108	"Row11_Col6"
Stage109	"Row12_Col6"
Stage110	"Row13_Col6"
Stage111	"Row14_Col6"
Stage112	"Row15_Col6"
Stage113	"Row0_Col7"
Stage114	"Row1_Col7"
Stage115	"Row2_Col7"
Stage116	"Row3_Col7"
Stage117	"Row4_Col7"
Stage118	"Row5_Col7"
Stage119	"Row6_Col7"
Stage120	"Row7_Col7"
Stage121	"Row8_Col7"
Stage122	"Row9_Col7"
Stage123	"Row10_Col7"
Stage124	"Row11_Col7"
Stage125	"Row12_Col7"
Stage126	"Row13_Col7"
Stage127	"Row14_Col7"
Stage128	"Row15_Col7"
Stage129	"Overview"
DoWave	TRUE
NWavelengths	3
WaveName1	"YFP"
WaveName2	"Rhod"
WaveName3	"CFP"
DoZSeries	TRUE
NZSteps	1
ZStepSize	0
WaveInFileName	FALSE
EndFile

## ims55
Resolution Level 1 DimensionOrder	XYZCT
Resolution Level 1 IsInterleaved	false
Resolution Level 1 IsRGB	false
Resolution Level 1 LittleEndian	true
Resolution Level 1 PixelType	uint16
Resolution Level 1 SizeC	1
Resolution Level 1 SizeT	1
Resolution Level 1 SizeX	256
Resolution Level 1 SizeY	256
Resolution Level 1 SizeZ	129
Color	0
ColorMode	BaseColor
ColorOpacity	1
ColorRange	961
Creator	Imaris x64
DataSetDirectoryName	DataSet
DataSetInfoDirectoryName	DataSetInfo
DatasetTimePoints	1
Description	(description not specified)
Entries	0
ExtMax0	51200.000
ExtMax1	51200.000
ExtMax2	38700.000
ExtMin0	0.000
ExtMin1	0.000
ExtMin2	0.000
FileTimePoints	1
GammaCorrection	1
HistogramMax	714.000
HistogramMin	0.000
ImageBlockSizeX	128
ImageBlockSizeY	128
ImageBlockSizeZ	32
ImageSizeX	128
ImageSizeY	128
ImageSizeZ	64
ImarisDataSet	ImarisDataSet
ImarisVersion	5.5.0
Local machine	Z:\baecker\bitplane\metadata-test-data\t1-head0000-55.ims
Name	(name not specified)
NumberOfImages	1
RecordingDate	4713-11-24 00:00:00.000
ThumbnailDirectoryName	Thumbnail
ThumbnailMode	thumbnailMIP
ThumbnailSize	256
TimePoint1	4713-11-24 00:00:00.000
Unit	mm
Version	6.3
X	256
Y	256
Z	129

## ims30
java.lang.NumberFormatException: For input string: ""
at java.lang.NumberFormatException.forInputString(Unknown Source)
at java.lang.Integer.parseInt(Unknown Source)
at java.lang.Integer.<init>(Unknown Source)
at loci.formats.in.ImarisTiffReader.initFile(ImarisTiffReader.java:140)
at loci.formats.FormatReader.setId(FormatReader.java:330)
at loci.plugins.importer.Importer.run(Importer.java:266)
at loci.plugins.LociImporter.run(LociImporter.java:77)
at ij.IJ.runUserPlugIn(IJ.java:176)
at ij.IJ.runPlugIn(IJ.java:142)
at ij.Executer.runCommand(Executer.java:104)
at ij.Executer.run(Executer.java:58)
at java.lang.Thread.run(Unknown Source)

## ims27
DimensionOrder	XYZCT
IsInterleaved	false
IsRGB	false
LittleEndian	false
PixelType	uint8
SizeC	1
SizeT	1
SizeX	256
SizeY	256
SizeZ	129
Image comment	d
Image name	\\Thot\huygens\baecker\bitplane\metadata-test-data\t1-head0000-27.ims.part
Local machine	Z:\baecker\bitplane\metadata-test-data\t1-head0000-27.ims
Survey performed	true
Version	0

## ics
Cy3-2_463afad1c865e DimensionOrder	XYZTC
Cy3-2_463afad1c865e IsInterleaved	false
Cy3-2_463afad1c865e IsRGB	false
Cy3-2_463afad1c865e LittleEndian	true
Cy3-2_463afad1c865e PixelType	int16
Cy3-2_463afad1c865e SizeC	1
Cy3-2_463afad1c865e SizeT	1
Cy3-2_463afad1c865e SizeX	650
Cy3-2_463afad1c865e SizeY	515
Cy3-2_463afad1c865e SizeZ	1
Local machine	Z:\bertrand\imagesHuygens\2Mai2007\Cy3-2_463afad1c865e.ics
filename	Cy3-2_463afad1c865e
history date	Fri 04 May 2007 07:44:45 UTC
history software	SVI-Huygens
history version	2.10.0p9
ics_version	1.0
layout coordinates	video
layout order	bits x y
layout parameters	3
layout significant_bits	16
layout sizes	16 650 515
parameter labels	intensity x y
parameter origin	0.000000 0.000000 0.000000
parameter scale	1.000000 0.134000 0.134000
parameter units	bits micrometers micrometers
representation byte_order	1 2
representation compression	uncompressed
representation format	integer
representation sign	signed
sensor model	unknown
sensor s_params Channels	1
sensor s_params ExPhotonCnt	1
sensor s_params LambdaEm	575.000000
sensor s_params LambdaEx	525.000000
sensor s_params NumAperture	1.285000
sensor s_params PinholeRadius	250.000000
sensor s_params PinholeSpacing	2.530000
sensor s_params RefrInxLensMedium	1.515000
sensor s_params RefrInxMedium	1.490000
sensor type	IncohWFMicr

## mov
DimensionOrder	XYCZT
IsInterleaved	false
IsRGB	false
LittleEndian	false
PixelType	uint8
SizeC	1
SizeT	100
SizeX	512
SizeY	512
SizeZ	1
Bits per pixel	40
Codec	raw
Frames per second	6553600
Local machine	Z:\gauthier\FRAP_NcadAAAYFP.mdb\FRAP_NcadYFP_Lcells_AmphoB.mdb\Ncad_Ampho.mov

## avi
DimensionOrder	XYCTZ
IsInterleaved	false
IsRGB	false
LittleEndian	true
PixelType	uint8
SizeC	3
SizeT	185
SizeX	776
SizeY	616
SizeZ	1
Bitmap compression value	1296126531
Bits per pixel	16
Frame height	616
Frame rate	0
Frame width	776
Horizontal resolution	0
Initial frames	0
Length	0
Local machine	Z:\charrasse\PLD\C2PH1a.AVI
Max. bytes per second	2298002
Microseconds per frame	162162
Number of colors used	0
Scale factor	0
Start time	0
Stream quality	-1
Stream sample size	0
Total frames	185
Vertical resolution	0

## fcs
Flow cytometry standard
no test data
http://www.isac-net.org/index.php?option=com_content&task=view&id=101&Itemid=150

## ome
Arc	Type
ChannelComponent	ColorDomain
ChannelComponent	Index
ChannelComponent	Pixels
Circle	Cx
Circle	Cy
Circle	ID
Circle	R
Circle	Transform
Contact	Experimenter
Dataset	Description
Dataset	ExperimenterRef
Dataset	GroupRef
Dataset	ID
Dataset	Locked
Dataset	Name
DatasetRef	ID
Detector	AmplificationGain
Detector	Gain
Detector	ID
Detector	Manufacturer
Detector	Model
Detector	Offset
Detector	SerialNumber
Detector	Type
Detector	Voltage
Detector	Zoom
DetectorSettings	Binning
DetectorSettings	Detector
DetectorSettings	Gain
DetectorSettings	Offset
DetectorSettings	ReadOutRate
DetectorSettings	Voltage
Dichroic	ID
Dichroic	LotNumber
Dichroic	Manufacturer
Dichroic	Model
Dimensions	PhysicalSizeX
Dimensions	PhysicalSizeY
Dimensions	PhysicalSizeZ
Dimensions	TimeIncrement
Dimensions	WaveIncrement
Dimensions	WaveStart
DisplayOptions	Display
DisplayOptions	ID
DisplayOptions	Zoom
Ellipse	Cx
Ellipse	Cy
Ellipse	ID
Ellipse	Rx
Ellipse	Ry
Ellipse	Transform
EmFilter	LotNumber
EmFilter	Manufacturer
EmFilter	Model
EmFilter	Type
ExFilter	LotNumber
ExFilter	Manufacturer
ExFilter	Model
ExFilter	Type
Experiment	Description
Experiment	ExperimenterRef
Experiment	ID
Experiment	Type
Experimenter	Email
Experimenter	FirstName
Experimenter	ID
Experimenter	Institution
Experimenter	LastName
Experimenter	OMEName
ExperimenterMembership	Group
Filament	Type
Filter	FilterWheel
Filter	ID
Filter	LotNumber
Filter	Manufacturer
Filter	Model
Filter	Type
FilterSet	Dichroic
FilterSet	EmFilter
FilterSet	ExFilter
FilterSet	ID
FilterSet	LotNumber
FilterSet	Manufacturer
FilterSet	Model
Group	ID
Group	Name
Image	AcquiredPixels
Image	CreationDate
Image	DefaultPixels
Image	Description
Image	ExperimentRef
Image	ExperimenterRef
Image	GroupRef
Image	ID
Image	InstrumentRef
Image	Name
ImagingEnvironment	AirPressure
ImagingEnvironment	CO2Percent
ImagingEnvironment	Humidity
ImagingEnvironment	Temperature
Instrument	ID
Laser	FrequencyMultiplication
Laser	LaserMedium
Laser	PockelCell
Laser	Pulse
Laser	RepetitionRate
Laser	Tuneable
Laser	Type
Laser	Wavelength
LightSource	ID
LightSource	Manufacturer
LightSource	Model
LightSource	Power
LightSource	SerialNumber
LightSourceRef	Attenuation
LightSourceRef	LightSource
LightSourceRef	Wavelength
LightSourceSettings	Attenuation
LightSourceSettings	LightSource
LightSourceSettings	Wavelength
Line	ID
Line	Transform
Line	X1
Line	X2
Line	Y1
Line	Y2
LogicalChannel	ContrastMethod
LogicalChannel	Detector
LogicalChannel	EmWave
LogicalChannel	ExWave
LogicalChannel	FilterSet
LogicalChannel	Fluor
LogicalChannel	ID
LogicalChannel	IlluminationType
LogicalChannel	LightSource
LogicalChannel	Mode
LogicalChannel	Name
LogicalChannel	NdFilter
LogicalChannel	OTF
LogicalChannel	PhotometricInterpretation
LogicalChannel	PinholeSize
LogicalChannel	PockelCellSetting
LogicalChannel	SamplesPerPixel
LogicalChannel	SecondaryEmissionFilter
LogicalChannel	SecondaryExcitationFilter
Mask	Height
Mask	ID
Mask	Transform
Mask	Width
Mask	X
Mask	Y
MaskPixels	BigEndian
MaskPixels	BinData
MaskPixels	ExtendedPixelType
MaskPixels	ID
MaskPixels	SizeX
MaskPixels	SizeY
MicrobeamManipulation	ExperimenterRef
MicrobeamManipulation	ID
MicrobeamManipulation	Type
MicrobeamManipulationRef	ID
Microscope	ID
Microscope	Manufacturer
Microscope	Model
Microscope	SerialNumber
Microscope	Type
OTF	BinaryFile
OTF	ID
OTF	Objective
OTF	OpticalAxisAveraged
OTF	PixelType
OTF	SizeX
OTF	SizeY
Objective	CalibratedMagnification
Objective	Correction
Objective	ID
Objective	Immersion
Objective	Iris
Objective	LensNA
Objective	Manufacturer
Objective	Model
Objective	NominalMagnification
Objective	SerialNumber
Objective	WorkingDistance
ObjectiveSettings	CorrectionCollar
ObjectiveSettings	Medium
ObjectiveSettings	Objective
ObjectiveSettings	RefractiveIndex
Path	D
Path	ID
Pixels	BigEndian
Pixels	DimensionOrder
Pixels	ID
Pixels	PixelType
Pixels	SizeC
Pixels	SizeT
Pixels	SizeX
Pixels	SizeY
Pixels	SizeZ
Plane	HashSHA1
Plane	ID
Plane	TheC
Plane	TheT
Plane	TheZ
PlaneTiming	DeltaT
PlaneTiming	ExposureTime
Plate	ColumnNamingConvention
Plate	Description
Plate	ExternalIdentifier
Plate	ID
Plate	Name
Plate	RowNamingConvention
Plate	Status
Plate	WellOriginX
Plate	WellOriginY
PlateRef	ID
PlateRef	Sample
PlateRef	Well
Point	Cx
Point	Cy
Point	ID
Point	R
Point	Transform
Polygon	ID
Polygon	Points
Polygon	Transform
Polyline	ID
Polyline	Points
Polyline	Transform
Project	Description
Project	ExperimenterRef
Project	GroupRef
Project	ID
Project	Name
ProjectRef	ID
Pump	LightSource
ROI	ID
ROI	T0
ROI	T1
ROI	X0
ROI	X1
ROI	Y0
ROI	Y1
ROI	Z0
ROI	Z1
ROIRef	ID
Reagent	Description
Reagent	ID
Reagent	Name
Reagent	ReagentIdentifier
Rect	Height
Rect	ID
Rect	Transform
Rect	Width
Rect	X
Rect	Y
Region	ID
Region	Name
Region	Tag
RoiLink	Direction
RoiLink	Name
RoiLink	Ref
Screen	Description
Screen	Extern
Screen	ID
Screen	Name
Screen	ProtocolDescription
Screen	ProtocolIdentifier
Screen	ReagentSetDescription
Screen	ReagentSetIdentifier
Screen	Type
ScreenAcquisition	EndTime
ScreenAcquisition	ID
ScreenAcquisition	StartTime
ScreenRef	ID
Shape	BaselineShift
Shape	Direction
Shape	FillColor
Shape	FillOpacity
Shape	FillRule
Shape	FontFamily
Shape	FontSize
Shape	FontStretch
Shape	FontStyle
Shape	FontVariant
Shape	FontWeight
Shape	G
Shape	GlyphOrientationVertical
Shape	ID
Shape	Locked
Shape	StrokeAttribute
Shape	StrokeColor
Shape	StrokeDashArray
Shape	StrokeLineCap
Shape	StrokeLineJoin
Shape	StrokeMiterLimit
Shape	StrokeOpacity
Shape	StrokeWidth
Shape	Text
Shape	TextAnchor
Shape	TextDecoration
Shape	TextFill
Shape	TextStroke
Shape	TheT
Shape	TheZ
Shape	VectorEffect
Shape	Visibility
Shape	WritingMode
StageLabel	Name
StageLabel	X
StageLabel	Y
StageLabel	Z
StagePosition	PositionX
StagePosition	PositionY
StagePosition	PositionZ
Thumbnail	Href
Thumbnail	ID
Thumbnail	MIMEtype
TiffData	FileName
TiffData	FirstC
TiffData	FirstT
TiffData	FirstZ
TiffData	IFD
TiffData	NumPlanes
TiffData	UUID
TransmittanceRange	CutIn
TransmittanceRange	CutInTolerance
TransmittanceRange	CutOut
TransmittanceRange	CutOutTolerance
TransmittanceRange	Transmittance
Well	Column
Well	ExternalDescription
Well	ExternalIdentifier
Well	ID
Well	Reagent
Well	Row
Well	Type
WellSample	ID
WellSample	ImageRef
WellSample	Index
WellSample	PosX
WellSample	PosY
WellSample	Timepoint
WellSampleRef	ID

## ome schema
toplevel entities

Experiment
	Enum	type	1	FP'|'FRET'|'TimeLapse'|'FourDPlus'|'Screen'|'Immunocytochemistry'|'Immunofluorescence'|'FISH'|'Electrophysiology'|'IonImaging'|'Colocalization'|'PGIDocumentation'|'FluorescenceLifetime'|'SpectralImaging'|'Photobleaching'|'Other
	ExperimentID	id	1
	String	description	0..1
	ExperimenterRef	experimenter	0..1
	MicrobeamManipulationRef[]	microbeamManipulation	0..*

Experimenter
	ExperimenterID	id	1
	String	firstName	1
	String	lastName	1
	String	email	1
	String	institution	0..1
	String	omeName	0..1
	GroupRef[]	groups	0..*

Group
	String	name	0..1
	GroupID	id	1
	ExperimentID	leader	0..1
	ExperimentID	contact	0..1

Image
	ImageID	id	1
	String	name	0..1
	PixelsID	defaultPixels	1
	PixelsID	acquiredPixels	0..1
	Date	CreationDate	0..1
	ExperimenterRef	experimenter	0..1
	String	description	0..1
	ExperimentRef	experiment	0..1
	GroupRef	group	0..1
	DatasetRef[]	dataset	0..*
	InstrumentRef	instrument	0..1
	ObjectiveRef	objective	0..1
	ImagingEnvironment	imagingEnvironment	0..1
	Thumbnail	thumbnail	0..1
	LogicalChannel[]	logicalChannel	0..*
	DisplayOptions	displayOptions	0..1
	StageLabel	stageLabel	0..1
	Pixels	pixels	0..*
	Region	region	0..*
	CustomAttributes	customAttributes	0..1
	ROI	roi	0..*
	MicrobeamManipulation	microbeamManipulation	0..*

Dataset
	String	name	0..1
	DatasetID	id	1
	boolean	locked	0..1
	String	description	0..1
	ExperimenterRef	experimenter	0..1
	GroupRef	group	0..1
	ProjectRef[]	projects	0..*
	Attribute[]	customAttributes	0..*

Instrument
	InstrumentID	id	1
	Microscope	microscope	0..1
	LightSource[]	lightSource	0..*
	Detector[]	detector	0..*
	Objective[]	objective	0..*
	FilterSet[]	filterSet	0..*
	Filter[]	filter	0..*
	Dichroic[]	dichroic	0..*
	OTF[]	otf	0..*

Microscope
	String	manufacturer	0..1
	String	model	0..1
	String	serialNumber	0..1
	Enum	type	1	'Upright'|'Inverted'|'Dissection'|'Electrophysiology'|'Unknown'

ObjectiveRef					ObjectiveRef					ObjectiveRef					ObjectiveRef					ObjectiveRef					ObjectiveRef					ObjectiveRef					ObjectiveRef					ObjectiveRef					ObjectiveRef					ObjectiveRef					ObjectiveRef					ObjectiveRef					ObjectiveRef					ObjectiveRef					ObjectiveRef					ObjectiveRef					ObjectiveRef					ObjectiveRef					ObjectiveRef					ObjectiveRef					ObjectiveRef					ObjectiveRef					ObjectiveRef					ObjectiveRef					ObjectiveRef					ObjectiveRef					ObjectiveRef					ObjectiveRef					ObjectiveRef					ObjectiveRef					ObjectiveRef					ObjectiveRef					ObjectiveRef					ObjectiveRef					ObjectiveRef					ObjectiveRef					ObjectiveRef					ObjectiveRef					ObjectiveRef					ObjectiveRef					ObjectiveRef					ObjectiveRef					ObjectiveRef					ObjectiveRef					ObjectiveRef					ObjectiveRef					ObjectiveRef					ObjectiveRef					ObjectiveRef					ObjectiveRef					ObjectiveRef					ObjectiveRef					ObjectiveRef					ObjectiveRef					ObjectiveRef					ObjectiveRef					ObjectiveRef					ObjectiveRef					ObjectiveRef					ObjectiveRef					ObjectiveRef					ObjectiveRef					ObjectiveRef					ObjectiveRef					ObjectiveRef					ObjectiveRef					ObjectiveRef					ObjectiveRef					ObjectiveRef					ObjectiveRef					ObjectiveRef					ObjectiveRef					ObjectiveRef					ObjectiveRef					ObjectiveRef					ObjectiveRef					ObjectiveRef					ObjectiveRef					ObjectiveRef					ObjectiveRef					ObjectiveRef					ObjectiveRef					ObjectiveRef					ObjectiveRef					ObjectiveRef					ObjectiveRef					ObjectiveRef					ObjectiveRef					ObjectiveRef					ObjectiveRef					ObjectiveRef					ObjectiveRef					ObjectiveRef					ObjectiveRef					ObjectiveRef					ObjectiveRef					ObjectiveRef					ObjectiveRef					ObjectiveRef					ObjectiveRef					ObjectiveRef					ObjectiveRef					ObjectiveRef					ObjectiveRef					ObjectiveRef					ObjectiveRef					ObjectiveRef					ObjectiveRef					ObjectiveRef					ObjectiveRef					ObjectiveRef					ObjectiveRef					ObjectiveRef					ObjectiveRef					ObjectiveRef					ObjectiveRef					ObjectiveRef					ObjectiveRef					ObjectiveRef					ObjectiveRef					ObjectiveRef					ObjectiveRef					ObjectiveRef					ObjectiveRef					ObjectiveRef					ObjectiveRef					ObjectiveRef					ObjectiveRef					ObjectiveRef					ObjectiveRef					ObjectiveRef					ObjectiveRef					ObjectiveRef					ObjectiveRef					ObjectiveRef					ObjectiveRef					ObjectiveRef					ObjectiveRef					ObjectiveRef					ObjectiveRef					ObjectiveRef					ObjectiveRef					ObjectiveRef					ObjectiveRef					ObjectiveRef					ObjectiveRef					ObjectiveRef					ObjectiveRef					ObjectiveRef					ObjectiveRef					ObjectiveRef					ObjectiveRef					ObjectiveRef					ObjectiveRef					ObjectiveRef					ObjectiveRef					ObjectiveRef					ObjectiveRef					ObjectiveRef					ObjectiveRef					ObjectiveRef					ObjectiveRef					ObjectiveRef					ObjectiveRef					ObjectiveRef					ObjectiveRef					ObjectiveRef					ObjectiveRef					ObjectiveRef					ObjectiveRef					ObjectiveRef					ObjectiveRef					ObjectiveRef					ObjectiveRef					ObjectiveRef					ObjectiveRef					ObjectiveRef					ObjectiveRef					ObjectiveRef					ObjectiveRef					ObjectiveRef					ObjectiveRef					ObjectiveRef					ObjectiveRef					ObjectiveRef					ObjectiveRef					ObjectiveRef					ObjectiveRef					ObjectiveRef					ObjectiveRef					ObjectiveRef					ObjectiveRef					ObjectiveRef					ObjectiveRef					ObjectiveRef					ObjectiveRef					ObjectiveRef					ObjectiveRef					ObjectiveRef					ObjectiveRef					ObjectiveRef					ObjectiveRef					ObjectiveRef					ObjectiveRef
	ObjectiveID	id	1			ObjectiveID	id	1			ObjectiveID	id	1			ObjectiveID	id	1			ObjectiveID	id	1			ObjectiveID	id	1			ObjectiveID	id	1			ObjectiveID	id	1			ObjectiveID	id	1			ObjectiveID	id	1			ObjectiveID	id	1			ObjectiveID	id	1			ObjectiveID	id	1			ObjectiveID	id	1			ObjectiveID	id	1			ObjectiveID	id	1			ObjectiveID	id	1			ObjectiveID	id	1			ObjectiveID	id	1			ObjectiveID	id	1			ObjectiveID	id	1			ObjectiveID	id	1			ObjectiveID	id	1			ObjectiveID	id	1			ObjectiveID	id	1			ObjectiveID	id	1			ObjectiveID	id	1			ObjectiveID	id	1			ObjectiveID	id	1			ObjectiveID	id	1			ObjectiveID	id	1			ObjectiveID	id	1			ObjectiveID	id	1			ObjectiveID	id	1			ObjectiveID	id	1			ObjectiveID	id	1			ObjectiveID	id	1			ObjectiveID	id	1			ObjectiveID	id	1			ObjectiveID	id	1			ObjectiveID	id	1			ObjectiveID	id	1			ObjectiveID	id	1			ObjectiveID	id	1			ObjectiveID	id	1			ObjectiveID	id	1			ObjectiveID	id	1			ObjectiveID	id	1			ObjectiveID	id	1			ObjectiveID	id	1			ObjectiveID	id	1			ObjectiveID	id	1			ObjectiveID	id	1			ObjectiveID	id	1			ObjectiveID	id	1			ObjectiveID	id	1			ObjectiveID	id	1			ObjectiveID	id	1			ObjectiveID	id	1			ObjectiveID	id	1			ObjectiveID	id	1			ObjectiveID	id	1			ObjectiveID	id	1			ObjectiveID	id	1			ObjectiveID	id	1			ObjectiveID	id	1			ObjectiveID	id	1			ObjectiveID	id	1			ObjectiveID	id	1			ObjectiveID	id	1			ObjectiveID	id	1			ObjectiveID	id	1			ObjectiveID	id	1			ObjectiveID	id	1			ObjectiveID	id	1			ObjectiveID	id	1			ObjectiveID	id	1			ObjectiveID	id	1			ObjectiveID	id	1			ObjectiveID	id	1			ObjectiveID	id	1			ObjectiveID	id	1			ObjectiveID	id	1			ObjectiveID	id	1			ObjectiveID	id	1			ObjectiveID	id	1			ObjectiveID	id	1			ObjectiveID	id	1			ObjectiveID	id	1			ObjectiveID	id	1			ObjectiveID	id	1			ObjectiveID	id	1			ObjectiveID	id	1			ObjectiveID	id	1			ObjectiveID	id	1			ObjectiveID	id	1			ObjectiveID	id	1			ObjectiveID	id	1			ObjectiveID	id	1			ObjectiveID	id	1			ObjectiveID	id	1			ObjectiveID	id	1			ObjectiveID	id	1			ObjectiveID	id	1			ObjectiveID	id	1			ObjectiveID	id	1			ObjectiveID	id	1			ObjectiveID	id	1			ObjectiveID	id	1			ObjectiveID	id	1			ObjectiveID	id	1			ObjectiveID	id	1			ObjectiveID	id	1			ObjectiveID	id	1			ObjectiveID	id	1			ObjectiveID	id	1			ObjectiveID	id	1			ObjectiveID	id	1			ObjectiveID	id	1			ObjectiveID	id	1			ObjectiveID	id	1			ObjectiveID	id	1			ObjectiveID	id	1			ObjectiveID	id	1			ObjectiveID	id	1			ObjectiveID	id	1			ObjectiveID	id	1			ObjectiveID	id	1			ObjectiveID	id	1			ObjectiveID	id	1			ObjectiveID	id	1			ObjectiveID	id	1			ObjectiveID	id	1			ObjectiveID	id	1			ObjectiveID	id	1			ObjectiveID	id	1			ObjectiveID	id	1			ObjectiveID	id	1			ObjectiveID	id	1			ObjectiveID	id	1			ObjectiveID	id	1			ObjectiveID	id	1			ObjectiveID	id	1			ObjectiveID	id	1			ObjectiveID	id	1			ObjectiveID	id	1			ObjectiveID	id	1			ObjectiveID	id	1			ObjectiveID	id	1			ObjectiveID	id	1			ObjectiveID	id	1			ObjectiveID	id	1			ObjectiveID	id	1			ObjectiveID	id	1			ObjectiveID	id	1			ObjectiveID	id	1			ObjectiveID	id	1			ObjectiveID	id	1			ObjectiveID	id	1			ObjectiveID	id	1			ObjectiveID	id	1			ObjectiveID	id	1			ObjectiveID	id	1			ObjectiveID	id	1			ObjectiveID	id	1			ObjectiveID	id	1			ObjectiveID	id	1			ObjectiveID	id	1			ObjectiveID	id	1			ObjectiveID	id	1			ObjectiveID	id	1			ObjectiveID	id	1			ObjectiveID	id	1			ObjectiveID	id	1			ObjectiveID	id	1			ObjectiveID	id	1			ObjectiveID	id	1			ObjectiveID	id	1			ObjectiveID	id	1			ObjectiveID	id	1			ObjectiveID	id	1			ObjectiveID	id	1			ObjectiveID	id	1			ObjectiveID	id	1			ObjectiveID	id	1			ObjectiveID	id	1			ObjectiveID	id	1			ObjectiveID	id	1			ObjectiveID	id	1			ObjectiveID	id	1			ObjectiveID	id	1			ObjectiveID	id	1			ObjectiveID	id	1			ObjectiveID	id	1			ObjectiveID	id	1			ObjectiveID	id	1			ObjectiveID	id	1			ObjectiveID	id	1			ObjectiveID	id	1			ObjectiveID	id	1			ObjectiveID	id	1			ObjectiveID	id	1			ObjectiveID	id	1			ObjectiveID	id	1			ObjectiveID	id	1
	Float	correctionCollar	0..1			Float	correctionCollar	0..1			Float	correctionCollar	0..1			Float	correctionCollar	0..1			Float	correctionCollar	0..1			Float	correctionCollar	0..1			Float	correctionCollar	0..1			Float	correctionCollar	0..1			Float	correctionCollar	0..1			Float	correctionCollar	0..1			Float	correctionCollar	0..1			Float	correctionCollar	0..1			Float	correctionCollar	0..1			Float	correctionCollar	0..1			Float	correctionCollar	0..1			Float	correctionCollar	0..1			Float	correctionCollar	0..1			Float	correctionCollar	0..1			Float	correctionCollar	0..1			Float	correctionCollar	0..1			Float	correctionCollar	0..1			Float	correctionCollar	0..1			Float	correctionCollar	0..1			Float	correctionCollar	0..1			Float	correctionCollar	0..1			Float	correctionCollar	0..1			Float	correctionCollar	0..1			Float	correctionCollar	0..1			Float	correctionCollar	0..1			Float	correctionCollar	0..1			Float	correctionCollar	0..1			Float	correctionCollar	0..1			Float	correctionCollar	0..1			Float	correctionCollar	0..1			Float	correctionCollar	0..1			Float	correctionCollar	0..1			Float	correctionCollar	0..1			Float	correctionCollar	0..1			Float	correctionCollar	0..1			Float	correctionCollar	0..1			Float	correctionCollar	0..1			Float	correctionCollar	0..1			Float	correctionCollar	0..1			Float	correctionCollar	0..1			Float	correctionCollar	0..1			Float	correctionCollar	0..1			Float	correctionCollar	0..1			Float	correctionCollar	0..1			Float	correctionCollar	0..1			Float	correctionCollar	0..1			Float	correctionCollar	0..1			Float	correctionCollar	0..1			Float	correctionCollar	0..1			Float	correctionCollar	0..1			Float	correctionCollar	0..1			Float	correctionCollar	0..1			Float	correctionCollar	0..1			Float	correctionCollar	0..1			Float	correctionCollar	0..1			Float	correctionCollar	0..1			Float	correctionCollar	0..1			Float	correctionCollar	0..1			Float	correctionCollar	0..1			Float	correctionCollar	0..1			Float	correctionCollar	0..1			Float	correctionCollar	0..1			Float	correctionCollar	0..1			Float	correctionCollar	0..1			Float	correctionCollar	0..1			Float	correctionCollar	0..1			Float	correctionCollar	0..1			Float	correctionCollar	0..1			Float	correctionCollar	0..1			Float	correctionCollar	0..1			Float	correctionCollar	0..1			Float	correctionCollar	0..1			Float	correctionCollar	0..1			Float	correctionCollar	0..1			Float	correctionCollar	0..1			Float	correctionCollar	0..1			Float	correctionCollar	0..1			Float	correctionCollar	0..1			Float	correctionCollar	0..1			Float	correctionCollar	0..1			Float	correctionCollar	0..1			Float	correctionCollar	0..1			Float	correctionCollar	0..1			Float	correctionCollar	0..1			Float	correctionCollar	0..1			Float	correctionCollar	0..1			Float	correctionCollar	0..1			Float	correctionCollar	0..1			Float	correctionCollar	0..1			Float	correctionCollar	0..1			Float	correctionCollar	0..1			Float	correctionCollar	0..1			Float	correctionCollar	0..1			Float	correctionCollar	0..1			Float	correctionCollar	0..1			Float	correctionCollar	0..1			Float	correctionCollar	0..1			Float	correctionCollar	0..1			Float	correctionCollar	0..1			Float	correctionCollar	0..1			Float	correctionCollar	0..1			Float	correctionCollar	0..1			Float	correctionCollar	0..1			Float	correctionCollar	0..1			Float	correctionCollar	0..1			Float	correctionCollar	0..1			Float	correctionCollar	0..1			Float	correctionCollar	0..1			Float	correctionCollar	0..1			Float	correctionCollar	0..1			Float	correctionCollar	0..1			Float	correctionCollar	0..1			Float	correctionCollar	0..1			Float	correctionCollar	0..1			Float	correctionCollar	0..1			Float	correctionCollar	0..1			Float	correctionCollar	0..1			Float	correctionCollar	0..1			Float	correctionCollar	0..1			Float	correctionCollar	0..1			Float	correctionCollar	0..1			Float	correctionCollar	0..1			Float	correctionCollar	0..1			Float	correctionCollar	0..1			Float	correctionCollar	0..1			Float	correctionCollar	0..1			Float	correctionCollar	0..1			Float	correctionCollar	0..1			Float	correctionCollar	0..1			Float	correctionCollar	0..1			Float	correctionCollar	0..1			Float	correctionCollar	0..1			Float	correctionCollar	0..1			Float	correctionCollar	0..1			Float	correctionCollar	0..1			Float	correctionCollar	0..1			Float	correctionCollar	0..1			Float	correctionCollar	0..1			Float	correctionCollar	0..1			Float	correctionCollar	0..1			Float	correctionCollar	0..1			Float	correctionCollar	0..1			Float	correctionCollar	0..1			Float	correctionCollar	0..1			Float	correctionCollar	0..1			Float	correctionCollar	0..1			Float	correctionCollar	0..1			Float	correctionCollar	0..1			Float	correctionCollar	0..1			Float	correctionCollar	0..1			Float	correctionCollar	0..1			Float	correctionCollar	0..1			Float	correctionCollar	0..1			Float	correctionCollar	0..1			Float	correctionCollar	0..1			Float	correctionCollar	0..1			Float	correctionCollar	0..1			Float	correctionCollar	0..1			Float	correctionCollar	0..1			Float	correctionCollar	0..1			Float	correctionCollar	0..1			Float	correctionCollar	0..1			Float	correctionCollar	0..1			Float	correctionCollar	0..1			Float	correctionCollar	0..1			Float	correctionCollar	0..1			Float	correctionCollar	0..1			Float	correctionCollar	0..1			Float	correctionCollar	0..1			Float	correctionCollar	0..1			Float	correctionCollar	0..1			Float	correctionCollar	0..1			Float	correctionCollar	0..1			Float	correctionCollar	0..1			Float	correctionCollar	0..1			Float	correctionCollar	0..1			Float	correctionCollar	0..1			Float	correctionCollar	0..1			Float	correctionCollar	0..1			Float	correctionCollar	0..1			Float	correctionCollar	0..1			Float	correctionCollar	0..1			Float	correctionCollar	0..1			Float	correctionCollar	0..1			Float	correctionCollar	0..1			Float	correctionCollar	0..1			Float	correctionCollar	0..1			Float	correctionCollar	0..1			Float	correctionCollar	0..1			Float	correctionCollar	0..1			Float	correctionCollar	0..1			Float	correctionCollar	0..1			Float	correctionCollar	0..1			Float	correctionCollar	0..1			Float	correctionCollar	0..1			Float	correctionCollar	0..1			Float	correctionCollar	0..1			Float	correctionCollar	0..1			Float	correctionCollar	0..1			Float	correctionCollar	0..1			Float	correctionCollar	0..1
	Enum	medium	0..1	Air'|'Oil'|'Water'|'Glycerol'		Enum	medium	0..1	Air'|'Oil'|'Water'|'Glycerol'		Enum	medium	0..1	Air'|'Oil'|'Water'|'Glycerol'		Enum	medium	0..1	Air'|'Oil'|'Water'|'Glycerol'		Enum	medium	0..1	Air'|'Oil'|'Water'|'Glycerol'		Enum	medium	0..1	Air'|'Oil'|'Water'|'Glycerol'		Enum	medium	0..1	Air'|'Oil'|'Water'|'Glycerol'		Enum	medium	0..1	Air'|'Oil'|'Water'|'Glycerol'		Enum	medium	0..1	Air'|'Oil'|'Water'|'Glycerol'		Enum	medium	0..1	Air'|'Oil'|'Water'|'Glycerol'		Enum	medium	0..1	Air'|'Oil'|'Water'|'Glycerol'		Enum	medium	0..1	Air'|'Oil'|'Water'|'Glycerol'		Enum	medium	0..1	Air'|'Oil'|'Water'|'Glycerol'		Enum	medium	0..1	Air'|'Oil'|'Water'|'Glycerol'		Enum	medium	0..1	Air'|'Oil'|'Water'|'Glycerol'		Enum	medium	0..1	Air'|'Oil'|'Water'|'Glycerol'		Enum	medium	0..1	Air'|'Oil'|'Water'|'Glycerol'		Enum	medium	0..1	Air'|'Oil'|'Water'|'Glycerol'		Enum	medium	0..1	Air'|'Oil'|'Water'|'Glycerol'		Enum	medium	0..1	Air'|'Oil'|'Water'|'Glycerol'		Enum	medium	0..1	Air'|'Oil'|'Water'|'Glycerol'		Enum	medium	0..1	Air'|'Oil'|'Water'|'Glycerol'		Enum	medium	0..1	Air'|'Oil'|'Water'|'Glycerol'		Enum	medium	0..1	Air'|'Oil'|'Water'|'Glycerol'		Enum	medium	0..1	Air'|'Oil'|'Water'|'Glycerol'		Enum	medium	0..1	Air'|'Oil'|'Water'|'Glycerol'		Enum	medium	0..1	Air'|'Oil'|'Water'|'Glycerol'		Enum	medium	0..1	Air'|'Oil'|'Water'|'Glycerol'		Enum	medium	0..1	Air'|'Oil'|'Water'|'Glycerol'		Enum	medium	0..1	Air'|'Oil'|'Water'|'Glycerol'		Enum	medium	0..1	Air'|'Oil'|'Water'|'Glycerol'		Enum	medium	0..1	Air'|'Oil'|'Water'|'Glycerol'		Enum	medium	0..1	Air'|'Oil'|'Water'|'Glycerol'		Enum	medium	0..1	Air'|'Oil'|'Water'|'Glycerol'		Enum	medium	0..1	Air'|'Oil'|'Water'|'Glycerol'		Enum	medium	0..1	Air'|'Oil'|'Water'|'Glycerol'		Enum	medium	0..1	Air'|'Oil'|'Water'|'Glycerol'		Enum	medium	0..1	Air'|'Oil'|'Water'|'Glycerol'		Enum	medium	0..1	Air'|'Oil'|'Water'|'Glycerol'		Enum	medium	0..1	Air'|'Oil'|'Water'|'Glycerol'		Enum	medium	0..1	Air'|'Oil'|'Water'|'Glycerol'		Enum	medium	0..1	Air'|'Oil'|'Water'|'Glycerol'		Enum	medium	0..1	Air'|'Oil'|'Water'|'Glycerol'		Enum	medium	0..1	Air'|'Oil'|'Water'|'Glycerol'		Enum	medium	0..1	Air'|'Oil'|'Water'|'Glycerol'		Enum	medium	0..1	Air'|'Oil'|'Water'|'Glycerol'		Enum	medium	0..1	Air'|'Oil'|'Water'|'Glycerol'		Enum	medium	0..1	Air'|'Oil'|'Water'|'Glycerol'		Enum	medium	0..1	Air'|'Oil'|'Water'|'Glycerol'		Enum	medium	0..1	Air'|'Oil'|'Water'|'Glycerol'		Enum	medium	0..1	Air'|'Oil'|'Water'|'Glycerol'		Enum	medium	0..1	Air'|'Oil'|'Water'|'Glycerol'		Enum	medium	0..1	Air'|'Oil'|'Water'|'Glycerol'		Enum	medium	0..1	Air'|'Oil'|'Water'|'Glycerol'		Enum	medium	0..1	Air'|'Oil'|'Water'|'Glycerol'		Enum	medium	0..1	Air'|'Oil'|'Water'|'Glycerol'		Enum	medium	0..1	Air'|'Oil'|'Water'|'Glycerol'		Enum	medium	0..1	Air'|'Oil'|'Water'|'Glycerol'		Enum	medium	0..1	Air'|'Oil'|'Water'|'Glycerol'		Enum	medium	0..1	Air'|'Oil'|'Water'|'Glycerol'		Enum	medium	0..1	Air'|'Oil'|'Water'|'Glycerol'		Enum	medium	0..1	Air'|'Oil'|'Water'|'Glycerol'		Enum	medium	0..1	Air'|'Oil'|'Water'|'Glycerol'		Enum	medium	0..1	Air'|'Oil'|'Water'|'Glycerol'		Enum	medium	0..1	Air'|'Oil'|'Water'|'Glycerol'		Enum	medium	0..1	Air'|'Oil'|'Water'|'Glycerol'		Enum	medium	0..1	Air'|'Oil'|'Water'|'Glycerol'		Enum	medium	0..1	Air'|'Oil'|'Water'|'Glycerol'		Enum	medium	0..1	Air'|'Oil'|'Water'|'Glycerol'		Enum	medium	0..1	Air'|'Oil'|'Water'|'Glycerol'		Enum	medium	0..1	Air'|'Oil'|'Water'|'Glycerol'		Enum	medium	0..1	Air'|'Oil'|'Water'|'Glycerol'		Enum	medium	0..1	Air'|'Oil'|'Water'|'Glycerol'		Enum	medium	0..1	Air'|'Oil'|'Water'|'Glycerol'		Enum	medium	0..1	Air'|'Oil'|'Water'|'Glycerol'		Enum	medium	0..1	Air'|'Oil'|'Water'|'Glycerol'		Enum	medium	0..1	Air'|'Oil'|'Water'|'Glycerol'		Enum	medium	0..1	Air'|'Oil'|'Water'|'Glycerol'		Enum	medium	0..1	Air'|'Oil'|'Water'|'Glycerol'		Enum	medium	0..1	Air'|'Oil'|'Water'|'Glycerol'		Enum	medium	0..1	Air'|'Oil'|'Water'|'Glycerol'		Enum	medium	0..1	Air'|'Oil'|'Water'|'Glycerol'		Enum	medium	0..1	Air'|'Oil'|'Water'|'Glycerol'		Enum	medium	0..1	Air'|'Oil'|'Water'|'Glycerol'		Enum	medium	0..1	Air'|'Oil'|'Water'|'Glycerol'		Enum	medium	0..1	Air'|'Oil'|'Water'|'Glycerol'		Enum	medium	0..1	Air'|'Oil'|'Water'|'Glycerol'		Enum	medium	0..1	Air'|'Oil'|'Water'|'Glycerol'		Enum	medium	0..1	Air'|'Oil'|'Water'|'Glycerol'		Enum	medium	0..1	Air'|'Oil'|'Water'|'Glycerol'		Enum	medium	0..1	Air'|'Oil'|'Water'|'Glycerol'		Enum	medium	0..1	Air'|'Oil'|'Water'|'Glycerol'		Enum	medium	0..1	Air'|'Oil'|'Water'|'Glycerol'		Enum	medium	0..1	Air'|'Oil'|'Water'|'Glycerol'		Enum	medium	0..1	Air'|'Oil'|'Water'|'Glycerol'		Enum	medium	0..1	Air'|'Oil'|'Water'|'Glycerol'		Enum	medium	0..1	Air'|'Oil'|'Water'|'Glycerol'		Enum	medium	0..1	Air'|'Oil'|'Water'|'Glycerol'		Enum	medium	0..1	Air'|'Oil'|'Water'|'Glycerol'		Enum	medium	0..1	Air'|'Oil'|'Water'|'Glycerol'		Enum	medium	0..1	Air'|'Oil'|'Water'|'Glycerol'		Enum	medium	0..1	Air'|'Oil'|'Water'|'Glycerol'		Enum	medium	0..1	Air'|'Oil'|'Water'|'Glycerol'		Enum	medium	0..1	Air'|'Oil'|'Water'|'Glycerol'		Enum	medium	0..1	Air'|'Oil'|'Water'|'Glycerol'		Enum	medium	0..1	Air'|'Oil'|'Water'|'Glycerol'		Enum	medium	0..1	Air'|'Oil'|'Water'|'Glycerol'		Enum	medium	0..1	Air'|'Oil'|'Water'|'Glycerol'		Enum	medium	0..1	Air'|'Oil'|'Water'|'Glycerol'		Enum	medium	0..1	Air'|'Oil'|'Water'|'Glycerol'		Enum	medium	0..1	Air'|'Oil'|'Water'|'Glycerol'		Enum	medium	0..1	Air'|'Oil'|'Water'|'Glycerol'		Enum	medium	0..1	Air'|'Oil'|'Water'|'Glycerol'		Enum	medium	0..1	Air'|'Oil'|'Water'|'Glycerol'		Enum	medium	0..1	Air'|'Oil'|'Water'|'Glycerol'		Enum	medium	0..1	Air'|'Oil'|'Water'|'Glycerol'		Enum	medium	0..1	Air'|'Oil'|'Water'|'Glycerol'		Enum	medium	0..1	Air'|'Oil'|'Water'|'Glycerol'		Enum	medium	0..1	Air'|'Oil'|'Water'|'Glycerol'		Enum	medium	0..1	Air'|'Oil'|'Water'|'Glycerol'		Enum	medium	0..1	Air'|'Oil'|'Water'|'Glycerol'		Enum	medium	0..1	Air'|'Oil'|'Water'|'Glycerol'		Enum	medium	0..1	Air'|'Oil'|'Water'|'Glycerol'		Enum	medium	0..1	Air'|'Oil'|'Water'|'Glycerol'		Enum	medium	0..1	Air'|'Oil'|'Water'|'Glycerol'		Enum	medium	0..1	Air'|'Oil'|'Water'|'Glycerol'		Enum	medium	0..1	Air'|'Oil'|'Water'|'Glycerol'		Enum	medium	0..1	Air'|'Oil'|'Water'|'Glycerol'		Enum	medium	0..1	Air'|'Oil'|'Water'|'Glycerol'		Enum	medium	0..1	Air'|'Oil'|'Water'|'Glycerol'		Enum	medium	0..1	Air'|'Oil'|'Water'|'Glycerol'		Enum	medium	0..1	Air'|'Oil'|'Water'|'Glycerol'		Enum	medium	0..1	Air'|'Oil'|'Water'|'Glycerol'		Enum	medium	0..1	Air'|'Oil'|'Water'|'Glycerol'		Enum	medium	0..1	Air'|'Oil'|'Water'|'Glycerol'		Enum	medium	0..1	Air'|'Oil'|'Water'|'Glycerol'		Enum	medium	0..1	Air'|'Oil'|'Water'|'Glycerol'		Enum	medium	0..1	Air'|'Oil'|'Water'|'Glycerol'		Enum	medium	0..1	Air'|'Oil'|'Water'|'Glycerol'		Enum	medium	0..1	Air'|'Oil'|'Water'|'Glycerol'		Enum	medium	0..1	Air'|'Oil'|'Water'|'Glycerol'		Enum	medium	0..1	Air'|'Oil'|'Water'|'Glycerol'		Enum	medium	0..1	Air'|'Oil'|'Water'|'Glycerol'		Enum	medium	0..1	Air'|'Oil'|'Water'|'Glycerol'		Enum	medium	0..1	Air'|'Oil'|'Water'|'Glycerol'		Enum	medium	0..1	Air'|'Oil'|'Water'|'Glycerol'		Enum	medium	0..1	Air'|'Oil'|'Water'|'Glycerol'		Enum	medium	0..1	Air'|'Oil'|'Water'|'Glycerol'		Enum	medium	0..1	Air'|'Oil'|'Water'|'Glycerol'		Enum	medium	0..1	Air'|'Oil'|'Water'|'Glycerol'		Enum	medium	0..1	Air'|'Oil'|'Water'|'Glycerol'		Enum	medium	0..1	Air'|'Oil'|'Water'|'Glycerol'		Enum	medium	0..1	Air'|'Oil'|'Water'|'Glycerol'		Enum	medium	0..1	Air'|'Oil'|'Water'|'Glycerol'		Enum	medium	0..1	Air'|'Oil'|'Water'|'Glycerol'		Enum	medium	0..1	Air'|'Oil'|'Water'|'Glycerol'		Enum	medium	0..1	Air'|'Oil'|'Water'|'Glycerol'		Enum	medium	0..1	Air'|'Oil'|'Water'|'Glycerol'		Enum	medium	0..1	Air'|'Oil'|'Water'|'Glycerol'		Enum	medium	0..1	Air'|'Oil'|'Water'|'Glycerol'		Enum	medium	0..1	Air'|'Oil'|'Water'|'Glycerol'		Enum	medium	0..1	Air'|'Oil'|'Water'|'Glycerol'		Enum	medium	0..1	Air'|'Oil'|'Water'|'Glycerol'		Enum	medium	0..1	Air'|'Oil'|'Water'|'Glycerol'		Enum	medium	0..1	Air'|'Oil'|'Water'|'Glycerol'		Enum	medium	0..1	Air'|'Oil'|'Water'|'Glycerol'		Enum	medium	0..1	Air'|'Oil'|'Water'|'Glycerol'		Enum	medium	0..1	Air'|'Oil'|'Water'|'Glycerol'		Enum	medium	0..1	Air'|'Oil'|'Water'|'Glycerol'		Enum	medium	0..1	Air'|'Oil'|'Water'|'Glycerol'		Enum	medium	0..1	Air'|'Oil'|'Water'|'Glycerol'		Enum	medium	0..1	Air'|'Oil'|'Water'|'Glycerol'		Enum	medium	0..1	Air'|'Oil'|'Water'|'Glycerol'		Enum	medium	0..1	Air'|'Oil'|'Water'|'Glycerol'		Enum	medium	0..1	Air'|'Oil'|'Water'|'Glycerol'		Enum	medium	0..1	Air'|'Oil'|'Water'|'Glycerol'		Enum	medium	0..1	Air'|'Oil'|'Water'|'Glycerol'		Enum	medium	0..1	Air'|'Oil'|'Water'|'Glycerol'		Enum	medium	0..1	Air'|'Oil'|'Water'|'Glycerol'		Enum	medium	0..1	Air'|'Oil'|'Water'|'Glycerol'		Enum	medium	0..1	Air'|'Oil'|'Water'|'Glycerol'		Enum	medium	0..1	Air'|'Oil'|'Water'|'Glycerol'		Enum	medium	0..1	Air'|'Oil'|'Water'|'Glycerol'		Enum	medium	0..1	Air'|'Oil'|'Water'|'Glycerol'		Enum	medium	0..1	Air'|'Oil'|'Water'|'Glycerol'		Enum	medium	0..1	Air'|'Oil'|'Water'|'Glycerol'		Enum	medium	0..1	Air'|'Oil'|'Water'|'Glycerol'		Enum	medium	0..1	Air'|'Oil'|'Water'|'Glycerol'		Enum	medium	0..1	Air'|'Oil'|'Water'|'Glycerol'		Enum	medium	0..1	Air'|'Oil'|'Water'|'Glycerol'		Enum	medium	0..1	Air'|'Oil'|'Water'|'Glycerol'		Enum	medium	0..1	Air'|'Oil'|'Water'|'Glycerol'		Enum	medium	0..1	Air'|'Oil'|'Water'|'Glycerol'		Enum	medium	0..1	Air'|'Oil'|'Water'|'Glycerol'		Enum	medium	0..1	Air'|'Oil'|'Water'|'Glycerol'		Enum	medium	0..1	Air'|'Oil'|'Water'|'Glycerol'		Enum	medium	0..1	Air'|'Oil'|'Water'|'Glycerol'		Enum	medium	0..1	Air'|'Oil'|'Water'|'Glycerol'		Enum	medium	0..1	Air'|'Oil'|'Water'|'Glycerol'		Enum	medium	0..1	Air'|'Oil'|'Water'|'Glycerol'		Enum	medium	0..1	Air'|'Oil'|'Water'|'Glycerol'		Enum	medium	0..1	Air'|'Oil'|'Water'|'Glycerol'		Enum	medium	0..1	Air'|'Oil'|'Water'|'Glycerol'		Enum	medium	0..1	Air'|'Oil'|'Water'|'Glycerol'		Enum	medium	0..1
	Float	refractiveIndex	0..1			Float	refractiveIndex	0..1			Float	refractiveIndex	0..1			Float	refractiveIndex	0..1			Float	refractiveIndex	0..1			Float	refractiveIndex	0..1			Float	refractiveIndex	0..1			Float	refractiveIndex	0..1			Float	refractiveIndex	0..1			Float	refractiveIndex	0..1			Float	refractiveIndex	0..1			Float	refractiveIndex	0..1			Float	refractiveIndex	0..1			Float	refractiveIndex	0..1			Float	refractiveIndex	0..1			Float	refractiveIndex	0..1			Float	refractiveIndex	0..1			Float	refractiveIndex	0..1			Float	refractiveIndex	0..1			Float	refractiveIndex	0..1			Float	refractiveIndex	0..1			Float	refractiveIndex	0..1			Float	refractiveIndex	0..1			Float	refractiveIndex	0..1			Float	refractiveIndex	0..1			Float	refractiveIndex	0..1			Float	refractiveIndex	0..1			Float	refractiveIndex	0..1			Float	refractiveIndex	0..1			Float	refractiveIndex	0..1			Float	refractiveIndex	0..1			Float	refractiveIndex	0..1			Float	refractiveIndex	0..1			Float	refractiveIndex	0..1			Float	refractiveIndex	0..1			Float	refractiveIndex	0..1			Float	refractiveIndex	0..1			Float	refractiveIndex	0..1			Float	refractiveIndex	0..1			Float	refractiveIndex	0..1			Float	refractiveIndex	0..1			Float	refractiveIndex	0..1			Float	refractiveIndex	0..1			Float	refractiveIndex	0..1			Float	refractiveIndex	0..1			Float	refractiveIndex	0..1			Float	refractiveIndex	0..1			Float	refractiveIndex	0..1			Float	refractiveIndex	0..1			Float	refractiveIndex	0..1			Float	refractiveIndex	0..1			Float	refractiveIndex	0..1			Float	refractiveIndex	0..1			Float	refractiveIndex	0..1			Float	refractiveIndex	0..1			Float	refractiveIndex	0..1			Float	refractiveIndex	0..1			Float	refractiveIndex	0..1			Float	refractiveIndex	0..1			Float	refractiveIndex	0..1			Float	refractiveIndex	0..1			Float	refractiveIndex	0..1			Float	refractiveIndex	0..1			Float	refractiveIndex	0..1			Float	refractiveIndex	0..1			Float	refractiveIndex	0..1			Float	refractiveIndex	0..1			Float	refractiveIndex	0..1			Float	refractiveIndex	0..1			Float	refractiveIndex	0..1			Float	refractiveIndex	0..1			Float	refractiveIndex	0..1			Float	refractiveIndex	0..1			Float	refractiveIndex	0..1			Float	refractiveIndex	0..1			Float	refractiveIndex	0..1			Float	refractiveIndex	0..1			Float	refractiveIndex	0..1			Float	refractiveIndex	0..1			Float	refractiveIndex	0..1			Float	refractiveIndex	0..1			Float	refractiveIndex	0..1			Float	refractiveIndex	0..1			Float	refractiveIndex	0..1			Float	refractiveIndex	0..1			Float	refractiveIndex	0..1			Float	refractiveIndex	0..1			Float	refractiveIndex	0..1			Float	refractiveIndex	0..1			Float	refractiveIndex	0..1			Float	refractiveIndex	0..1			Float	refractiveIndex	0..1			Float	refractiveIndex	0..1			Float	refractiveIndex	0..1			Float	refractiveIndex	0..1			Float	refractiveIndex	0..1			Float	refractiveIndex	0..1			Float	refractiveIndex	0..1			Float	refractiveIndex	0..1			Float	refractiveIndex	0..1			Float	refractiveIndex	0..1			Float	refractiveIndex	0..1			Float	refractiveIndex	0..1			Float	refractiveIndex	0..1			Float	refractiveIndex	0..1			Float	refractiveIndex	0..1			Float	refractiveIndex	0..1			Float	refractiveIndex	0..1			Float	refractiveIndex	0..1			Float	refractiveIndex	0..1			Float	refractiveIndex	0..1			Float	refractiveIndex	0..1			Float	refractiveIndex	0..1			Float	refractiveIndex	0..1			Float	refractiveIndex	0..1			Float	refractiveIndex	0..1			Float	refractiveIndex	0..1			Float	refractiveIndex	0..1			Float	refractiveIndex	0..1			Float	refractiveIndex	0..1			Float	refractiveIndex	0..1			Float	refractiveIndex	0..1			Float	refractiveIndex	0..1			Float	refractiveIndex	0..1			Float	refractiveIndex	0..1			Float	refractiveIndex	0..1			Float	refractiveIndex	0..1			Float	refractiveIndex	0..1			Float	refractiveIndex	0..1			Float	refractiveIndex	0..1			Float	refractiveIndex	0..1			Float	refractiveIndex	0..1			Float	refractiveIndex	0..1			Float	refractiveIndex	0..1			Float	refractiveIndex	0..1			Float	refractiveIndex	0..1			Float	refractiveIndex	0..1			Float	refractiveIndex	0..1			Float	refractiveIndex	0..1			Float	refractiveIndex	0..1			Float	refractiveIndex	0..1			Float	refractiveIndex	0..1			Float	refractiveIndex	0..1			Float	refractiveIndex	0..1			Float	refractiveIndex	0..1			Float	refractiveIndex	0..1			Float	refractiveIndex	0..1			Float	refractiveIndex	0..1			Float	refractiveIndex	0..1			Float	refractiveIndex	0..1			Float	refractiveIndex	0..1			Float	refractiveIndex	0..1			Float	refractiveIndex	0..1			Float	refractiveIndex	0..1			Float	refractiveIndex	0..1			Float	refractiveIndex	0..1			Float	refractiveIndex	0..1			Float	refractiveIndex	0..1			Float	refractiveIndex	0..1			Float	refractiveIndex	0..1			Float	refractiveIndex	0..1			Float	refractiveIndex	0..1			Float	refractiveIndex	0..1			Float	refractiveIndex	0..1			Float	refractiveIndex	0..1			Float	refractiveIndex	0..1			Float	refractiveIndex	0..1			Float	refractiveIndex	0..1			Float	refractiveIndex	0..1			Float	refractiveIndex	0..1			Float	refractiveIndex	0..1			Float	refractiveIndex	0..1			Float	refractiveIndex	0..1			Float	refractiveIndex	0..1			Float	refractiveIndex	0..1			Float	refractiveIndex	0..1			Float	refractiveIndex	0..1			Float	refractiveIndex	0..1			Float	refractiveIndex	0..1			Float	refractiveIndex	0..1			Float	refractiveIndex	0..1			Float	refractiveIndex	0..1			Float	refractiveIndex	0..1			Float	refractiveIndex	0..1			Float	refractiveIndex	0..1			Float	refractiveIndex	0..1			Float	refractiveIndex	0..1			Float	refractiveIndex	0..1			Float	refractiveIndex	0..1			Float	refractiveIndex	0..1			Float	refractiveIndex	0..1			Float	refractiveIndex	0..1			Float	refractiveIndex	0..1			Float	refractiveIndex	0..1			Float	refractiveIndex	0..1			Float	refractiveIndex	0..1			Float	refractiveIndex	0..1			Float	refractiveIndex	0..1			Float	refractiveIndex	0..1			Float	refractiveIndex	0..1			Float	refractiveIndex	0..1			Float	refractiveIndex	0..1			Float	refractiveIndex	0..1			Float	refractiveIndex	0..1			Float	refractiveIndex	0..1

Objective
	String	manufacturer	0..1
	String	model	0..1
	String	serialNumber	0..1
	ObjectiveID	id	1
	Enum	correction	1	'UV'|'PlanApo'|'PlanFluor'|'SuperFluor'|'VioletCorrected'|'Unknown'
	Enum	immersion	1	'Oil'|'Water'|'WaterDipping'|'Air'|'Multi'|'Glycerol'|'Other'|'Unknown'
	Float	lensNA	0..1
	Integer	nominalMagnification	0..1
	Float	calibratedMagnification	0..1
	Float	workingDistance	0..1

LogicalChannel
	LogicalChannelID	id	1
	String	name	0..1
	Integer	samplesPerPixel	0..1
	FilterID	secondaryEmissionFilter	0..1
	FilterID	secondaryExcitationFilter	0..1
	Enum	illuminationType	0..1	'Transmitted'|'Epifluorescence'|'Oblique'|'NonLinear'
	Float	pinholeSize	0..1
	Enum	photometricInterpretation	0..1	'Monochrome'|'RGB'|'ARGB'|'CMYK'|'HSV'|'ColorMap'
	Enum	mode	0..1	WideField'|'LaserScanningMicroscopy'|'LaserScanningConfocal'|'SpinningDiskConfocal'|'SlitScanConfocal'|'MultiPhotonMicroscopy'|'StructuredIllumination'|'SingleMoleculeImaging'|'TotalInternalReflection'|'FluorescenceLifetime'|'SpectralImaging'|'FluorescenceCorrelationSpectroscopy'|'NearFieldScanningOpticalMicroscopy'|'SecondHarmonicGenerationImaging'|'Other'
	Enum	contrastMethod	0..1	'Brightfield'|'Phase'|'DIC'|'HoffmanModulation'|'ObliqueIllumination'|'PolarizedLight'|'Darkfield'|'Fluorescence'
	Integer	exWave	0..1
	Integer	emWave	0..1
	String	fluor	0..1
	Float	ndFilter	0..1
	Integer	pockelCellSetting	0..1
	LightSourceRef	lightSource	0..1
	OTFRef	otf	0..1
	DetectorRef	detector	0..1
	FilterSetRef	filterSet	0..1
	ChannelComponent	channelComponent	1..*

ChannelComponent
	PixelsID	pixels	1
	String	colorDomain	0..1
	Integer	index	1

Pixels
	PixelsID	id	1
	Enum	dimensionOrder	1	XYZCT'|'XYZTC'|'XYCTZ'|'XYCZT'|'XYTCZ'|'XYTZC'
	Enum	pixelType	1	int8'|'int16'|'int32'|'uint8'|'uint16'|'uint32'|'float'
	boolean	bigEndian	1
	Integer	sizeX	1
	Integer	sizeY	1
	Integer	sizeZ	1
	Integer	sizeC	1
	Integer	sizeT	1
	Float	physicalSizeX	0..1
	Float	physicalSizeY	0..1
	Float	physicalSizeZ	0..1
	Float	timeIncrement	0..1
	Integer	waveStart	0..1
	Integer	waveIncrement	0..1
	TiffData[] | BinData[]	data	1..*
	Plane[]	plane	0..*

Plane
	Integer	theZ	1
	Integer	theT	1
	Integer	TheC	1
	Float	planeTiming	0..1
	Point3D	stagePosition	0..1
	HashSHA1	hash	1

DetectorRef
	DetectorID	id	1
	Float	offset	0..1
	Float	gain	0..1
	Float	voltage	0..1
	Float	readOutRate	0..1
	Enum	binning	0..1	1x1'|'2x2'|'4x4'|'8x8'

Detector
	String	manufacturer	0..1
	String	model	0..1
	String	serialNumber	0..1
	Float	gain	0..1
	Float	voltage	0..1
	Float	offset	0..1
	Float	zoom	0..1
	Float	amplificationGain	0..1
	DetectorID	id	1
	Enum	type	1	'CCD'|'IntensifiedCCD'|'AnalogVideo'|'PMT'|'Photodiode'|'Spectroscopy'|'LifetimeImaging'|'CorrelationSpectroscopy'|'FTIR'|'EM-CCD'|'APD'|'CMOS'|'Unknown'

Project
	String	name	0..1
	ProjectID	id	1
	String	description	0..1
	ExperimenterRef	experimenter	0..1
	GroupRef	group	0..1